## INTRODUCTION
XFEL Componentlist Version 4.2(Mid Coordiantes) 23-11-2007 Winfried.Decking@desy.de
LONGLIST gives an (almost) complete element listing of the XFEL.
LENGTH is the element length
STRENGTH is integrated magnet strength / acccelerating gradient
S is element mid position along the beam line
X,Y,Z is horizontal,vertical,longitudinal element mid position (right handed coordinate system) with respect to XFEL_LA system
THETA,PHI,CHI is horizontal,vertical,longitudinal element mid angle (right handed coordinate system) with respect to XFEL_LA system
Sectionname | Section | Building | Power Supplies Position | Section Start | Section End
|  |  |  | [m] | [m]
I1 | Injector 1 | XTIN | XHEIN | 0 | 92
I1D | Injector 1_Dump | XTIN | XHEIN | 60 | 68
I2 | Injector 2 | XTIN | XHEIN | 0 | 92
I2D | Injector 2 Dump | XTIN | XHEIN | 60 | 68
L1 | Linac 1 | XTL | XHEIN | 92 | 169
B1 | Compressor 1 | XTL | XHEIN | 169 | 227
B1D | Compressor 1 Dump | XTL | XHEIN | 224 | 229
L2 | Linac 2 | XTL | XHEIN | 227 | 376
B2 | Compressor 2 | XTL | XHEIN | 376 | 461
B2D | Compressor 2 Dump | XTL | XHEIN | 455 | 461
L3 | Main Linac | XTL | XHE1 | 461 | 1682
CL | Collimation | XTL | XHE1 | 1682 | 1908
TL | Distribution | XTL | XHE1 | 1908 | 2059
TLD | Dump in XS1 | XTL/XS1 | XHE1 | 1999 | 2130
T1 | Tunnel TD1 | XTL/XS1/XTD1 | XHE1 | 2039 | 2171
T20 | Tunnel TD20 | XTL/XS1/XTD20 | XHE1 | 2059 | 2171
T2 | Tunnel TD2 | XTL/XS1/XTD2 | XHE1 | 2059 | 2171
SA1 | SASE 1 | XTD2 | XHE1 | 2171 | 2373
T4 | Distribution 3 | XTD2/XS3 | XHE3 | 2373 | 2798
SA3 | SASE 3 | XTD4 | XHE3 | 2798 | 2932
T4D | Dump 2 | XTD4/XHDU2 | XHEXP1 | 2932 | 3106
SA2 | SASE 2 | XTD1 | XHE1 | 2171 | 2427
T3 | Distribution 2 | XTD1/XS2 | XHE2 | 2427 | 2683
UN1 | Und 1 | XTD3 | XHE4 | 2683 | 2744
T5 | Distribution 4 | XTD3/XS4 | XHE4 | 2744 | 2978
UN2 | Und 2 | XTD5 | XHE4 | 2978 | 3039
T5D | Dump 1 | XTD5/XHDU1 | XHEXP1 | 3039 | 3190
T6 | Photons SA2 | XTD1/XS2/XTD6 |  | 2549 | 3333
T7 | Photons UN2 | XTD5/XSDU1/XTD7 |  | 3150 | 3333
T8 | Photons UN1 | XTD3/XS4/XTD8 |  | 2824 | 3333
T9 | Photons SA1 | XTD2/XS3/XTD9 |  | 2587 | 3333
T10 | Photons SA3 | XTD4/XSDU2/XTD10 |  | 3067 | 3333

## LONGLIST
SECTION | NAME | TYPE | CIRCUIT | CLASS | LENGTH | STRENGTH | E1/LAG | E2/FREQ | TILT | S | X | Y | Z | THETA | PHI | CHI | ENERGY | BETX | ALFX | MUX | BETY | ALFY | MUY | DX | DPX | DY | DPY | XSC | YSC | XAP | YAP
[] | [] | [] | [] | [] | [m] | [m^(1-n)/MV] | [rad] | [rad/MHz] | [rad] | [m] | [m] | [m] | [m] | [rad] | [rad] | [rad] | [GeV] | [m] | [rad] | [2PI] | [m] | [rad] | [2PI] | [m] | [rad] | [m] | [rad] | [m] | [m] | [m] | [m]
I1 | START.28.I1 | START | _ | MARK | 0 | 0 | 0 | 0 | 0 | 0 | 0 | -2.75 | 28.8062 | 0 | 0 | 0 | 0.005 | 36.638 | 12.378 | 0 | 36.642 | 12.38 | 0 | 0 | 0 | 0 | 0 | 0.22896 | 0.22896 | #N/A | #N/A
I1 | GUN.28.I1 | GUN | _ | MARK | 0 | 0 | 0 | 0 | 0 | 0 | 0 | -2.75 | 28.8062 | 0 | 0 | 0 | 0.005 | 36.638 | 12.378 | 0 | 36.642 | 12.38 | 0 | 0 | 0 | 0 | 0 | 0.22896 | 0.22897 | #N/A | #N/A
I1 | ACCSTART.32.I1 | ACCSTART | _ | MARK | 0 | 0 | 0 | 0 | 0 | 3.213 | 0 | -2.75 | 32.0192 | 0 | 0 | 0 | 0.005 | 0.5496 | -1.146 | 0.373 | 0.5499 | -1.1469 | 0.373 | 0 | 0 | 0 | 0 | 0.028042 | 0.02805 | #N/A | #N/A
I1 | CAV.32.I1 | CAV | CAV.1.I1 | LCAV | 1.0377 | 10.496 | 0 | 1300 | 0 | 3.9534 | 0 | -2.75 | 32.7597 | 0 | 0 | 0 | 0.0155 | 7.948 | -4.1194 | 0.4661 | 7.9509 | -4.1204 | 0.4661 | 0 | 0 | 0 | 0 | 0.060567 | 0.060578 | 0.032 | 0.032
I1 | CAV.34.I1 | CAV | CAV.1.I1 | LCAV | 1.0377 | 10.496 | 0 | 1300 | 0 | 5.337 | 0 | -2.75 | 34.1433 | 0 | 0 | 0 | 0.026 | 22.2454 | -5.8081 | 0.4824 | 22.2509 | -5.8089 | 0.4824 | 0 | 0 | 0 | 0 | 0.078236 | 0.078246 | 0.032 | 0.032
I1 | CAV.35.I1 | CAV | CAV.1.I1 | LCAV | 1.0377 | 10.496 | 0 | 1300 | 0 | 6.7206 | 0 | -2.75 | 35.5268 | 0 | 0 | 0 | 0.0365 | 40.1705 | -6.8499 | 0.4897 | 40.1782 | -6.8506 | 0.4897 | 0 | 0 | 0 | 0 | 0.088732 | 0.088741 | 0.032 | 0.032
I1 | CAV.36.I1 | CAV | CAV.1.I1 | LCAV | 1.0377 | 10.496 | 0 | 1300 | 0 | 8.1043 | 0 | -2.75 | 36.9104 | 0 | 0 | 0 | 0.047 | 60.4515 | -7.5664 | 0.4941 | 60.461 | -7.567 | 0.4941 | 0 | 0 | 0 | 0 | 0.095924 | 0.095932 | 0.032 | 0.032
I1 | CAV.38.I1 | CAV | CAV.2.I1 | LCAV | 1.0377 | 20.754 | 0 | 1300 | 0 | 9.4878 | 0 | -2.75 | 38.294 | 0 | 0 | 0 | 0.0677 | 80.3571 | -6.2576 | 0.4972 | 80.3677 | -6.2577 | 0.4972 | 0 | 0 | 0 | 0 | 0.092149 | 0.092155 | 0.032 | 0.032
I1 | CAV.39.I1 | CAV | CAV.2.I1 | LCAV | 1.0377 | 20.754 | 0 | 1300 | 0 | 10.8714 | 0 | -2.75 | 39.6777 | 0 | 0 | 0 | 0.0885 | 96.8098 | -5.2651 | 0.4997 | 96.8206 | -5.2651 | 0.4997 | 0 | 0 | 0 | 0 | 0.088463 | 0.088468 | 0.032 | 0.032
I1 | CAV.41.I1 | CAV | CAV.2.I1 | LCAV | 1.0377 | 20.754 | 0 | 1300 | 0 | 12.255 | 0 | -2.75 | 41.0613 | 0 | 0 | 0 | 0.1092 | 110.6663 | -4.4841 | 0.5019 | 110.6767 | -4.4838 | 0.5019 | 0 | 0 | 0 | 0 | 0.085147 | 0.085151 | 0.032 | 0.032
I1 | CAV.42.I1 | CAV | CAV.2.I1 | LCAV | 1.0377 | 20.754 | 0 | 1300 | 0 | 13.6387 | 0 | -2.75 | 42.4449 | 0 | 0 | 0 | 0.13 | 122.4792 | -3.8511 | 0.5037 | 122.4888 | -3.8508 | 0.5037 | 0 | 0 | 0 | 0 | 0.082098 | 0.082101 | 0.032 | 0.032
I1 | BPM.43.I1 | BPM | _ | MONI | 0 | 0 | 0 | 0 | 0 | 14.4368 | 0 | -2.75 | 43.243 | 0 | 0 | 0 | 0.13 | 124.6405 | -3.8872 | 0.5041 | 124.6499 | -3.8869 | 0.5041 | 0 | 0 | 0 | 0 | 0.082819 | 0.082823 | 0.022 | 0.022
I1 | Q.43.I1 | Q | Q.0.I1 | QUAD | 0.3 | -0.0422 | 0 | 0 | 0 | 14.6618 | 0 | -2.75 | 43.468 | 0 | 0 | 0 | 0.13 | 129.1854 | -9.3625 | 0.5046 | 125.9853 | 1.4019 | 0.5046 | 0 | 0 | 0 | 0 | 0.084316 | 0.083265 | 0.037 | 0.037
I1 | CY.43.I1 | CY | _ | VKIC | 0 | 0 | 0 | 0 | 0 | 14.8118 | 0 | -2.75 | 43.618 | 0 | 0 | 0 | 0.13 | 129.1854 | -9.3625 | 0.5046 | 125.9853 | 1.4019 | 0.5046 | 0 | 0 | 0 | 0 | 0.084316 | 0.083265 | 0.037 | 0.037
I1 | ACCEND.44.I1 | ACCEND | _ | MARK | 0 | 0 | 0 | 0 | 0 | 15.2042 | 0 | -2.75 | 44.0104 | 0 | 0 | 0 | 0.13 | 136.6388 | -9.6318 | 0.505 | 124.8887 | 1.3927 | 0.5051 | 0 | 0 | 0 | 0 | 0.086714 | 0.082902 | #N/A | #N/A
I1 | CXI.46.I1 | CXI | _ | HKIC | 0.1 | 0 | 0 | 0 | 0 | 17.9542 | 0 | -2.75 | 46.7604 | 0 | 0 | 0 | 0.13 | 195.9573 | -11.5534 | 0.5078 | 117.2743 | 1.3268 | 0.5088 | 0 | 0 | 0 | 0 | 0.10384 | 0.080335 | 0.017 | 0.017
I1 | BPM.46.I1 | BPM | _ | MONI | 0 | 0 | 0 | 0 | 0 | 18.1042 | 0 | -2.75 | 46.9104 | 0 | 0 | 0 | 0.13 | 198.2748 | -11.622 | 0.5078 | 117.0092 | 1.3244 | 0.5089 | 0 | 0 | 0 | 0 | 0.10446 | 0.080244 | 0.022 | 0.022
I1 | QI.47.I1 | QI | QI.3.I1 | QUAD | 0.25 | 0.9321 | 0 | 0 | 0 | 18.3292 | 0 | -2.75 | 47.1354 | 0 | 0 | 0 | 0.13 | 162.3973 | 152.4652 | 0.5081 | 145.3624 | -124.5503 | 0.5093 | 0 | 0 | 0 | 0 | 0.094535 | 0.089439 | 0.022 | 0.022
I1 | QI.47.I1 | QI | QI.4.I1 | QUAD | 0.25 | -0.9022 | 0 | 0 | 0 | 18.6792 | 0 | -2.75 | 47.4854 | 0 | 0 | 0 | 0.13 | 95.4382 | 24.6687 | 0.5086 | 199.5926 | 30.8383 | 0.5097 | 0 | 0 | 0 | 0 | 0.072471 | 0.1048 | 0.022 | 0.022
I1 | CYI.50.I1 | CYI | _ | VKIC | 0.1 | 0 | 0 | 0 | 0 | 21.3542 | 0 | -2.75 | 50.1604 | 0 | 0 | 0 | 0.13 | 10.3356 | 8.063 | 0.5218 | 71.4767 | 18.437 | 0.5131 | 0 | 0 | 0 | 0 | 0.023849 | 0.062717 | 0.017 | 0.017
I1 | BPM.50.I1 | BPM | _ | MONI | 0 | 0 | 0 | 0 | 0 | 21.5042 | 0 | -2.75 | 50.3104 | 0 | 0 | 0 | 0.13 | 8.7869 | 7.4243 | 0.5235 | 67.8369 | 17.9601 | 0.5133 | 0 | 0 | 0 | 0 | 0.02199 | 0.061099 | 0.022 | 0.022
I1 | CXI.50.I1 | CXI | _ | HKIC | 0.1 | 0 | 0 | 0 | 0 | 21.6542 | 0 | -2.75 | 50.4604 | 0 | 0 | 0 | 0.13 | 6.0727 | 6.147 | 0.5278 | 60.8437 | 17.0061 | 0.5138 | 0 | 0 | 0 | 0 | 0.018281 | 0.057864 | 0.017 | 0.017
I1 | QI.50.I1 | QI | QI.5.I1 | QUAD | 0.25 | -0.208 | 0 | 0 | 0 | 21.9292 | 0 | -2.75 | 50.7354 | 0 | 0 | 0 | 0.13 | 2.7223 | 3.3821 | 0.5417 | 46.8644 | 25.2348 | 0.5149 | 0 | 0 | 0 | 0 | 0.01224 | 0.050784 | 0.022 | 0.022
I1 | QI.51.I1 | QI | QI.6.I1 | QUAD | 0.25 | 1.5615 | 0 | 0 | 0 | 22.6792 | 0 | -2.75 | 51.4854 | 0 | 0 | 0 | 0.13 | 0.151 | 0.0512 | 0.7806 | 25.3028 | -19.6512 | 0.5189 | 0 | 0 | 0 | 0 | 0.0028826 | 0.037315 | 0.022 | 0.022
I1 | QI.52.I1 | QI | QI.1.I1 | QUAD | 0.25 | -0.8874 | 0 | 0 | 0 | 23.2042 | 0 | -2.75 | 52.0104 | 0 | 0 | 0 | 0.13 | 2.2453 | -5.179 | 0.9922 | 40.7232 | 11.0767 | 0.5213 | 0 | 0 | 0 | 0 | 0.011116 | 0.04734 | 0.022 | 0.022
I1 | CYI.52.I1 | CYI | _ | VKIC | 0.1 | 0 | 0 | 0 | 0 | 23.4742 | 0 | -2.75 | 52.2804 | 0 | 0 | 0 | 0.13 | 4.7363 | -7.5953 | 1.0017 | 36.5188 | 10.4844 | 0.5221 | 0 | 0 | 0 | 0 | 0.016144 | 0.044829 | 0.017 | 0.017
I1 | OTR.52.I1 | OTR | _ | INSTR | 0 | 0 | 0 | 0 | 0 | 23.6642 | 0 | -2.75 | 52.4704 | 0 | 0 | 0 | 0.13 | 7.1059 | -9.3301 | 1.0056 | 33.6427 | 10.0591 | 0.5227 | 0 | 0 | 0 | 0 | 0.019775 | 0.043028 | 0.017 | 0.017
I1 | WS.52.I1 | WS | _ | MARK | 0 | 0 | 0 | 0 | 0 | 23.6892 | 0 | -2.75 | 52.4954 | 0 | 0 | 0 | 0.13 | 7.5801 | -9.6399 | 1.0061 | 33.1416 | 9.9832 | 0.5228 | 0 | 0 | 0 | 0 | 0.020424 | 0.042706 | #N/A | #N/A
I1 | QI.52.I1 | QI | QI.2.I1 | QUAD | 0.25 | 0.8874 | 0 | 0 | 0 | 24.1542 | 0 | -2.75 | 52.9604 | 0 | 0 | 0 | 0.13 | 19.0272 | 1.0535 | 1.0133 | 28.1171 | -15.014 | 0.5262 | 0 | 0 | 0 | 0 | 0.032359 | 0.039336 | 0.022 | 0.022
I1 | BPM.53.I1 | BPM | _ | MONI | 0 | 0 | 0 | 0 | 0 | 24.2792 | 0 | -2.75 | 53.0854 | 0 | 0 | 0 | 0.13 | 19.0272 | 1.0535 | 1.0133 | 28.1171 | -15.014 | 0.5262 | 0 | 0 | 0 | 0 | 0.032359 | 0.039336 | 0.022 | 0.022
I1 | CXI.53.I1 | CXI | _ | HKIC | 0.1 | 0 | 0 | 0 | 0 | 24.4792 | 0 | -2.75 | 53.2854 | 0 | 0 | 0 | 0.13 | 18.5074 | 1.0257 | 1.0154 | 36.1273 | -17.0272 | 0.5274 | 0 | 0 | 0 | 0 | 0.031914 | 0.044588 | 0.017 | 0.017
I1 | QI.53.I1 | QI | QI.1.I1 | QUAD | 0.25 | -0.8874 | 0 | 0 | 0 | 25.0792 | 0 | -2.75 | 53.8854 | 0 | 0 | 0 | 0.13 | 21.3134 | -16.6763 | 1.0213 | 50.5808 | 25.9034 | 0.5297 | 0 | 0 | 0 | 0 | 0.034248 | 0.052759 | 0.022 | 0.022
I1 | CYI.54.I1 | CYI | _ | VKIC | 0.1 | 0 | 0 | 0 | 0 | 25.3492 | 0 | -2.75 | 54.1554 | 0 | 0 | 0 | 0.13 | 28.3151 | -19.2299 | 1.0226 | 40.9837 | 23.3127 | 0.5304 | 0 | 0 | 0 | 0 | 0.039474 | 0.047491 | 0.017 | 0.017
I1 | OTR.54.I1 | OTR | _ | INSTR | 0 | 0 | 0 | 0 | 0 | 25.5392 | 0 | -2.75 | 54.3454 | 0 | 0 | 0 | 0.13 | 33.9561 | -21.0632 | 1.0233 | 34.7165 | 21.4528 | 0.531 | 0 | 0 | 0 | 0 | 0.043228 | 0.043709 | 0.017 | 0.017
I1 | WS.54.I1 | WS | _ | MARK | 0 | 0 | 0 | 0 | 0 | 25.5642 | 0 | -2.75 | 54.3704 | 0 | 0 | 0 | 0.13 | 35.0175 | -21.3906 | 1.0234 | 33.6522 | 21.1207 | 0.5311 | 0 | 0 | 0 | 0 | 0.043898 | 0.043034 | #N/A | #N/A
I1 | QI.54.I1 | QI | QI.2.I1 | QUAD | 0.25 | 0.8874 | 0 | 0 | 0 | 26.0292 | 0 | -2.75 | 54.8354 | 0 | 0 | 0 | 0.13 | 52.4118 | 20.9039 | 1.0254 | 17.1065 | -0.6415 | 0.5353 | 0 | 0 | 0 | 0 | 0.053705 | 0.030682 | 0.022 | 0.022
I1 | BPM.54.I1 | BPM | _ | MONI | 0 | 0 | 0 | 0 | 0 | 26.1542 | 0 | -2.75 | 54.9604 | 0 | 0 | 0 | 0.13 | 52.4118 | 20.9039 | 1.0254 | 17.1065 | -0.6415 | 0.5353 | 0 | 0 | 0 | 0 | 0.053705 | 0.030682 | 0.022 | 0.022
I1 | CXI.55.I1 | CXI | _ | HKIC | 0.1 | 0 | 0 | 0 | 0 | 26.3542 | 0 | -2.75 | 55.1604 | 0 | 0 | 0 | 0.13 | 42.4821 | 18.8148 | 1.0263 | 17.4324 | -0.6622 | 0.5377 | 0 | 0 | 0 | 0 | 0.048351 | 0.030973 | 0.017 | 0.017
I1 | QI.55.I1 | QI | QI.1.I1 | QUAD | 0.25 | -0.8874 | 0 | 0 | 0 | 26.9542 | 0 | -2.75 | 55.7604 | 0 | 0 | 0 | 0.13 | 26.4343 | -8.5486 | 1.0297 | 14.6054 | 13.2936 | 0.5438 | 0 | 0 | 0 | 0 | 0.038141 | 0.02835 | 0.022 | 0.022
I1 | CYI.56.I1 | CYI | _ | VKIC | 0.1 | 0 | 0 | 0 | 0 | 27.2242 | 0 | -2.75 | 56.0304 | 0 | 0 | 0 | 0.13 | 29.8748 | -9.0951 | 1.0308 | 9.8836 | 10.9208 | 0.5464 | 0 | 0 | 0 | 0 | 0.040547 | 0.023322 | 0.017 | 0.017
I1 | OTR.56.I1 | OTR | _ | INSTR | 0 | 0 | 0 | 0 | 0 | 27.4142 | 0 | -2.75 | 56.2204 | 0 | 0 | 0 | 0.13 | 32.4764 | -9.4874 | 1.0316 | 7.0643 | 9.2173 | 0.5491 | 0 | 0 | 0 | 0 | 0.042275 | 0.019717 | 0.017 | 0.017
I1 | WS.56.I1 | WS | _ | MARK | 0 | 0 | 0 | 0 | 0 | 27.4392 | 0 | -2.75 | 56.2454 | 0 | 0 | 0 | 0.13 | 32.9525 | -9.5575 | 1.0317 | 6.611 | 8.9131 | 0.5497 | 0 | 0 | 0 | 0 | 0.042584 | 0.019074 | #N/A | #N/A
I1 | QI.56.I1 | QI | QI.2.I1 | QUAD | 0.25 | 0.8874 | 0 | 0 | 0 | 27.9042 | 0 | -2.75 | 56.7104 | 0 | 0 | 0 | 0.13 | 36.259 | 23.5207 | 1.0342 | 0.4852 | 1.5393 | 0.6076 | 0 | 0 | 0 | 0 | 0.044669 | 0.0051673 | 0.022 | 0.022
I1 | BPM.56.I1 | BPM | _ | MONI | 0 | 0 | 0 | 0 | 0 | 28.0292 | 0 | -2.75 | 56.8354 | 0 | 0 | 0 | 0.13 | 36.259 | 23.5207 | 1.0342 | 0.4852 | 1.5393 | 0.6076 | 0 | 0 | 0 | 0 | 0.044669 | 0.0051673 | 0.022 | 0.022
I1 | CXI.57.I1 | CXI | _ | HKIC | 0.1 | 0 | 0 | 0 | 0 | 28.2292 | 0 | -2.75 | 57.0354 | 0 | 0 | 0 | 0.13 | 25.4539 | 19.6994 | 1.0355 | 0.1496 | -0.1968 | 0.7969 | 0 | 0 | 0 | 0 | 0.037427 | 0.0028693 | 0.017 | 0.017
I1 | QI.57.I1 | QI | QI.1.I1 | QUAD | 0.25 | -0.8874 | 0 | 0 | 0 | 28.8292 | 0 | -2.75 | 57.6354 | 0 | 0 | 0 | 0.13 | 7.6147 | 3.3431 | 1.0439 | 3.002 | -2.145 | 0.9847 | 0 | 0 | 0 | 0 | 0.020471 | 0.012853 | 0.022 | 0.022
I1 | CYI.57.I1 | CYI | _ | VKIC | 0.1 | 0 | 0 | 0 | 0 | 29.0992 | 0 | -2.75 | 57.9054 | 0 | 0 | 0 | 0.13 | 6.3717 | 3.0313 | 1.0483 | 3.9095 | -2.5089 | 0.9937 | 0 | 0 | 0 | 0 | 0.018725 | 0.014668 | 0.017 | 0.017
I1 | OTR.58.I1 | OTR | _ | INSTR | 0 | 0 | 0 | 0 | 0 | 29.2892 | 0 | -2.75 | 58.0954 | 0 | 0 | 0 | 0.13 | 5.5543 | 2.8074 | 1.0521 | 4.6485 | -2.7701 | 0.9989 | 0 | 0 | 0 | 0 | 0.017483 | 0.015994 | 0.017 | 0.017
I1 | WS.58.I1 | WS | _ | MARK | 0 | 0 | 0 | 0 | 0 | 29.3142 | 0 | -2.75 | 58.1204 | 0 | 0 | 0 | 0.13 | 5.4149 | 2.7674 | 1.0528 | 4.7882 | -2.8168 | 0.9998 | 0 | 0 | 0 | 0 | 0.017262 | 0.016233 | #N/A | #N/A
I1 | CYI.58.I1 | CYI | _ | VKIC | 0.1 | 0 | 0 | 0 | 0 | 29.9042 | 0 | -2.75 | 58.7104 | 0 | 0 | 0 | 0.13 | 2.5276 | 1.744 | 1.0805 | 9.1579 | -4.0109 | 1.0152 | 0 | 0 | 0 | 0 | 0.011794 | 0.022449 | 0.017 | 0.017
I1 | QI.58.I1 | QI | QI.7.I1 | QUAD | 0.25 | 0.5862 | 0 | 0 | 0 | 30.1792 | 0 | -2.75 | 58.9854 | 0 | 0 | 0 | 0.13 | 1.2667 | 1.9447 | 1.1106 | 13.9463 | -12.4403 | 1.0203 | 0 | 0 | 0 | 0 | 0.0083491 | 0.027703 | 0.022 | 0.022
I1 | QI.59.I1 | QI | QI.8.I1 | QUAD | 0.25 | 0.4193 | 0 | 0 | 0 | 30.9292 | 0 | -2.75 | 59.7354 | 0 | 0 | 0 | 0.13 | 0.44 | -0.7297 | 1.4035 | 42.7242 | -38.0372 | 1.0254 | 0 | 0 | 0 | 0 | 0.0049207 | 0.048489 | 0.022 | 0.022
I1 | BPM.59.I1 | BPM | _ | MONI | 0 | 0 | 0 | 0 | 0 | 31.1542 | 0 | -2.75 | 59.9604 | 0 | 0 | 0 | 0.13 | 0.6208 | -1.078 | 1.4341 | 50.6705 | -41.426 | 1.0258 | 0 | 0 | 0 | 0 | 0.0058449 | 0.052806 | 0.022 | 0.022
I1 | CXI.60.I1 | CXI | _ | HKIC | 0.1 | 0 | 0 | 0 | 0 | 31.3042 | 0 | -2.75 | 60.1104 | 0 | 0 | 0 | 0.13 | 1.1913 | -1.7745 | 1.4715 | 68.5964 | -48.2035 | 1.0263 | 0 | 0 | 0 | 0 | 0.0080968 | 0.06144 | 0.017 | 0.017
I1 | MSPEC.60.I1 | MSPEC | _ | MARK | 0 | 0 | 0 | 0 | 0 | 31.5542 | 0 | -2.75 | 60.3604 | 0 | 0 | 0 | 0.13 | 2.0404 | -2.4711 | 1.4919 | 89.2333 | -54.9811 | 1.0267 | 0 | 0 | 0 | 0 | 0.010596 | 0.070076 | #N/A | #N/A
I1 | QI.63.I1 | QI | QI.9.I1 | QUAD | 0.25 | -0.4877 | 0 | 0 | 0 | 34.6792 | 0 | -2.75 | 63.4854 | 0 | 0 | 0 | 0.13 | 61.5562 | -42.6125 | 1.5416 | 713.4993 | 197.3458 | 1.0286 | 0 | 0 | 0 | 0 | 0.058202 | 0.19815 | 0.022 | 0.022
I1 | BPM.63.I1 | BPM | _ | MONI | 0 | 0 | 0 | 0 | 0 | 34.9042 | 0 | -2.75 | 63.7104 | 0 | 0 | 0 | 0.13 | 70.3739 | -45.564 | 1.5418 | 674.576 | 191.8873 | 1.0287 | 0 | 0 | 0 | 0 | 0.062231 | 0.19267 | 0.022 | 0.022
I1 | CYI.63.I1 | CYI | _ | VKIC | 0.1 | 0 | 0 | 0 | 0 | 35.0542 | 0 | -2.75 | 63.8604 | 0 | 0 | 0 | 0.13 | 89.78 | -51.4669 | 1.5422 | 600.0045 | 180.9703 | 1.0287 | 0 | 0 | 0 | 0 | 0.07029 | 0.18171 | 0.017 | 0.017
I1 | QI.64.I1 | QI | QI.10.I1 | QUAD | 0.25 | 0.4859 | 0 | 0 | 0 | 35.9292 | 0 | -2.75 | 64.7354 | 0 | 0 | 0 | 0.13 | 190.719 | 16.7904 | 1.5433 | 346.8644 | -32.3852 | 1.0291 | 0 | 0 | 0 | 0 | 0.10245 | 0.13816 | 0.022 | 0.022
I1 | BPM.64.I1 | BPM | _ | MONI | 0 | 0 | 0 | 0 | 0 | 36.1542 | 0 | -2.75 | 64.9604 | 0 | 0 | 0 | 0.13 | 187.3758 | 16.6421 | 1.5434 | 353.3717 | -32.6879 | 1.0291 | 0 | 0 | 0 | 0 | 0.10155 | 0.13945 | 0.022 | 0.022
I1 | CXI.65.I1 | CXI | _ | HKIC | 0.1 | 0 | 0 | 0 | 0 | 36.3042 | 0 | -2.75 | 65.1104 | 0 | 0 | 0 | 0.13 | 180.7783 | 16.3454 | 1.5436 | 366.5679 | -33.2932 | 1.0292 | 0 | 0 | 0 | 0 | 0.099742 | 0.14203 | 0.017 | 0.017
I1 | QI.70.I1 | QI | QI.11.I1 | QUAD | 0.25 | -0.5239 | 0 | 0 | 0 | 41.6792 | 0 | -2.75 | 70.4854 | 0 | 0 | 0 | 0.13 | 53.2553 | -18.4684 | 1.553 | 717.6464 | 343.4988 | 1.0308 | 0 | 0 | 0 | 0 | 0.054136 | 0.19873 | 0.022 | 0.022
I1 | BPM.70.I1 | BPM | _ | MONI | 0 | 0 | 0 | 0 | 0 | 41.9042 | 0 | -2.75 | 70.7104 | 0 | 0 | 0 | 0.13 | 57.0133 | -19.1107 | 1.5533 | 650.5908 | 327.0572 | 1.0308 | 0 | 0 | 0 | 0 | 0.056013 | 0.18922 | 0.022 | 0.022
I1 | CYI.70.I1 | CYI | _ | VKIC | 0.1 | 0 | 0 | 0 | 0 | 42.0542 | 0 | -2.75 | 70.8604 | 0 | 0 | 0 | 0.13 | 64.9145 | -20.3954 | 1.5538 | 526.3446 | 294.174 | 1.0309 | 0 | 0 | 0 | 0 | 0.059769 | 0.17019 | 0.017 | 0.017
I1 | QI.71.I1 | QI | QI.12.I1 | QUAD | 0.25 | 0.4861 | 0 | 0 | 0 | 42.9292 | 0 | -2.75 | 71.7354 | 0 | 0 | 0 | 0.13 | 97.1894 | 22.6904 | 1.5556 | 133.4711 | 77.1918 | 1.0314 | 0 | 0 | 0 | 0 | 0.073133 | 0.085703 | 0.022 | 0.022
I1 | BPM.71.I1 | BPM | _ | MONI | 0 | 0 | 0 | 0 | 0 | 43.1542 | 0 | -2.75 | 71.9604 | 0 | 0 | 0 | 0.13 | 92.7044 | 22.1596 | 1.5558 | 118.4792 | 72.7268 | 1.0316 | 0 | 0 | 0 | 0 | 0.071425 | 0.080747 | 0.022 | 0.022
I1 | CXI.72.I1 | CXI | _ | HKIC | 0.1 | 0 | 0 | 0 | 0 | 43.3042 | 0 | -2.75 | 72.1104 | 0 | 0 | 0 | 0.13 | 84.0528 | 21.0981 | 1.5561 | 91.1746 | 63.7966 | 1.0319 | 0 | 0 | 0 | 0 | 0.068011 | 0.070834 | 0.017 | 0.017
I1 | BI.72.I1 | BI | BI.1.I1 | SBEN | 0.5 | 0.3017 | 0 | 0 | -1.5708 | 43.8042 | 0 | -2.7127 | 72.6057 | 0.15087 | 0 | 0 | 0.13 | 57.1163 | 17.3827 | 1.5578 | 20.7175 | 35.7291 | 1.0344 | 0 | 0 | -0.0749 | -0.2972 | 0.056064 | 0.036012 | 0.017 | 0.017
I1 | QI.74.I1 | QI | QI.13.I1 | QUAD | 0.25 | -0.8977 | 0 | 0 | 0 | 46.1792 | 0 | -2.0436 | 74.8818 | 0.30173 | 0 | 0 | 0.13 | 7.3919 | -0.6489 | 1.5771 | 139.6708 | 31.4039 | 1.5284 | 0 | 0 | -0.6671 | 0.3141 | 0.020169 | 0.10768 | 0.022 | 0.022
I1 | BPM.75.I1 | BPM | _ | MONI | 0 | 0 | 0 | 0 | 0 | 46.4042 | 0 | -1.9768 | 75.0967 | 0.30173 | 0 | 0 | 0.13 | 7.5236 | -0.6681 | 1.5792 | 133.4607 | 30.6971 | 1.5285 | 0 | 0 | -0.6357 | 0.3141 | 0.020348 | 0.10477 | 0.022 | 0.022
I1 | CYI.75.I1 | CYI | _ | VKIC | 0.1 | 0 | 0 | 0 | 0 | 46.5542 | 0 | -1.9322 | 75.2399 | 0.30173 | 0 | 0 | 0.13 | 7.7985 | -0.7065 | 1.5834 | 121.4646 | 29.2835 | 1.5288 | 0 | 0 | -0.5728 | 0.3141 | 0.020716 | 0.098942 | 0.017 | 0.017
I1 | QI.77.I1 | QI | QI.14.I1 | QUAD | 0.25 | 0.4925 | 0 | 0 | 0 | 48.4292 | 0 | -1.375 | 77.0302 | 0.30173 | 0 | 0 | 0.13 | 9.9724 | 4.0395 | 1.6168 | 38.856 | -2.8167 | 1.5335 | 0 | 0 | 0.0389 | 0.3141 | 0.023426 | 0.047408 | 0.022 | 0.022
I1 | BPM.77.I1 | BPM | _ | MONI | 0 | 0 | 0 | 0 | 0 | 48.6542 | 0 | -1.3081 | 77.245 | 0.30173 | 0 | 0 | 0.13 | 9.1819 | 3.8658 | 1.6185 | 39.4216 | -2.8396 | 1.534 | 0 | 0 | 0.0703 | 0.3141 | 0.022479 | 0.048686 | 0.022 | 0.022
I1 | CXI.77.I1 | CXI | _ | HKIC | 0.1 | 0 | 0 | 0 | 0 | 48.8042 | 0 | -1.2636 | 77.3883 | 0.30173 | 0 | 0 | 0.13 | 7.705 | 3.5185 | 1.6223 | 40.5667 | -2.8856 | 1.5347 | 0 | 0 | 0.1331 | 0.3141 | 0.020592 | 0.051241 | 0.017 | 0.017
I1 | QI.79.I1 | QI | QI.13.I1 | QUAD | 0.25 | -0.8977 | 0 | 0 | 0 | 50.6792 | 0 | -0.7064 | 79.1786 | 0.30173 | 0 | 0 | 0.13 | 0.7339 | -0.4515 | 1.8026 | 41.8358 | 37.3051 | 1.5415 | 0 | 0 | 0.6692 | -0.2972 | 0.0063551 | 0.068058 | 0.022 | 0.022
I1 | BPM.79.I1 | BPM | _ | MONI | 0 | 0 | 0 | 0 | 0 | 50.9042 | 0 | -0.6395 | 79.3934 | 0.30173 | 0 | 0 | 0.13 | 0.8406 | -0.6155 | 1.823 | 34.7077 | 33.9762 | 1.5419 | 0 | 0 | 0.6395 | -0.2972 | 0.0068014 | 0.062888 | 0.022 | 0.022
I1 | CYI.79.I1 | CYI | _ | VKIC | 0.1 | 0 | 0 | 0 | 0 | 51.0542 | 0 | -0.5949 | 79.5366 | 0.30173 | 0 | 0 | 0.13 | 1.1524 | -0.9436 | 1.8555 | 22.4488 | 27.3184 | 1.5431 | 0 | 0 | 0.5801 | -0.2972 | 0.0079635 | 0.052551 | 0.017 | 0.017
I1 | BI.81.I1 | BI | BI.2.I1 | SBEN | 0.5 | -0.3017 | 0 | 0 | -1.5708 | 53.0542 | 0 | -0.0376 | 81.4528 | 0.15087 | 0 | 0 | 0.13 | 13.2437 | -4.5525 | 1.9507 | 59.0962 | -35.3421 | 2.0338 | 0 | 0 | 0 | 0 | 0.026996 | 0.057027 | 0.017 | 0.017
I1 | QI.82.I1 | QI | QI.17.I1 | QUAD | 0.25 | 0.6903 | 0 | 0 | 0 | 53.9292 | 0 | 0 | 82.325 | 0 | 0 | 0 | 0.13 | 17.7254 | 7.1846 | 1.958 | 145.0446 | -145.6636 | 2.0352 | 0 | 0 | 0 | 0 | 0.031232 | 0.089342 | 0.022 | 0.022
I1 | BPM.82.I1 | BPM | _ | MONI | 0 | 0 | 0 | 0 | 0 | 54.1542 | 0 | 0 | 82.55 | 0 | 0 | 0 | 0.13 | 16.3181 | 6.8877 | 1.9589 | 175.6402 | -160.2928 | 2.0353 | 0 | 0 | 0 | 0 | 0.029967 | 0.098314 | 0.022 | 0.022
I1 | CXI.82.I1 | CXI | _ | HKIC | 0.1 | 0 | 0 | 0 | 0 | 54.3042 | 0 | 0 | 82.7 | 0 | 0 | 0 | 0.13 | 13.6818 | 6.294 | 1.9611 | 245.6091 | -189.5513 | 2.0355 | 0 | 0 | 0 | 0 | 0.027439 | 0.11626 | 0.017 | 0.017
I1 | QI.83.I1 | QI | QI.18.I1 | QUAD | 0.25 | -0.6795 | 0 | 0 | 0 | 55.1792 | 0 | 0 | 83.575 | 0 | 0 | 0 | 0.13 | 5.3027 | 0.1011 | 1.9801 | 627.7968 | 121.7653 | 2.0358 | 0 | 0 | 0 | 0 | 0.017082 | 0.18587 | 0.022 | 0.022
I1 | BPM.83.I1 | BPM | _ | MONI | 0 | 0 | 0 | 0 | 0 | 55.4042 | 0 | 0 | 83.8 | 0 | 0 | 0 | 0.13 | 5.2844 | 0.082 | 1.9831 | 603.6799 | 119.4034 | 2.0358 | 0 | 0 | 0 | 0 | 0.017053 | 0.18227 | 0.022 | 0.022
I1 | CYI.83.I1 | CYI | _ | VKIC | 0.1 | 0 | 0 | 0 | 0 | 55.5542 | 0 | 0 | 83.95 | 0 | 0 | 0 | 0.13 | 5.2592 | 0.0439 | 1.9892 | 556.8633 | 114.6797 | 2.0359 | 0 | 0 | 0 | 0 | 0.017012 | 0.17506 | 0.017 | 0.017
I1 | QI.90.I1 | QI | QI.19.I1 | QUAD | 0.25 | 0.5251 | 0 | 0 | 0 | 62.0292 | 0 | 0 | 90.425 | 0 | 0 | 0 | 0.13 | 11.2662 | 4.9828 | 2.136 | 76.2261 | -78.139 | 2.5305 | 0 | 0 | 0 | 0 | 0.0249 | 0.064767 | 0.022 | 0.022
I1 | BPM.90.I1 | BPM | _ | MONI | 0 | 0 | 0 | 0 | 0 | 62.2542 | 0 | 0 | 90.65 | 0 | 0 | 0 | 0.13 | 10.2926 | 4.7536 | 2.1375 | 92.655 | -86.1503 | 2.5307 | 0 | 0 | 0 | 0 | 0.023799 | 0.071406 | 0.022 | 0.022
I1 | CXI.90.I1 | CXI | _ | HKIC | 0.1 | 0 | 0 | 0 | 0 | 62.4042 | 0 | 0 | 90.8 | 0 | 0 | 0 | 0.13 | 8.4829 | 4.2951 | 2.1409 | 130.3197 | -102.1729 | 2.531 | 0 | 0 | 0 | 0 | 0.021606 | 0.084685 | 0.017 | 0.017
I1 | CYI.91.I1 | CYI | _ | VKIC | 0.1 | 0 | 0 | 0 | 0 | 63.0042 | 0 | 0 | 91.4 | 0 | 0 | 0 | 0.13 | 4.1541 | 2.9195 | 2.157 | 281.7678 | -150.2406 | 2.5315 | 0 | 0 | 0 | 0 | 0.01512 | 0.12452 | 0.017 | 0.017
I1 | QI.91.I1 | QI | QI.20.I1 | QUAD | 0.25 | -0.5129 | 0 | 0 | 0 | 63.2792 | 0 | 0 | 91.675 | 0 | 0 | 0 | 0.13 | 2.7603 | 0.7822 | 2.174 | 351.5468 | 9.2459 | 2.5317 | 0 | 0 | 0 | 0 | 0.012325 | 0.13909 | 0.022 | 0.022
I1 | BPM.91.I1 | BPM | _ | MONI | 0 | 0 | 0 | 0 | 0 | 63.5042 | 0 | 0 | 91.9 | 0 | 0 | 0 | 0.13 | 2.6097 | 0.7239 | 2.18 | 349.7001 | 9.2213 | 2.5317 | 0 | 0 | 0 | 0 | 0.011984 | 0.13872 | 0.022 | 0.022
I1 | END.92.I1 | END | _ | MARK | 0 | 0 | 0 | 0 | 0 | 63.6762 | 0 | 0 | 92.072 | 0 | 0 | 0 | 0.13 | 2.378 | 0.6234 | 2.191 | 346.5352 | 9.179 | 2.5318 | 0 | 0 | 0 | 0 | 0.01144 | 0.13809 | #N/A | #N/A
L1 | START.92.L1 | START | _ | MARK | 0 | 0 | 0 | 0 | 0 | 63.6762 | 0 | 0 | 92.072 | 0 | 0 | 0 | 0.13 | 2.378 | 0.6234 | 2.191 | 346.5352 | 9.179 | 2.5318 | 0 | 0 | 0 | 0 | 0.01144 | 0.13809 | #N/A | #N/A
L1 | CFB.93.L1 | CFB | _ | CRYO | 2.478 | 0 | 0 | 0 | 0 | 64.9152 | 0 | 0 | 93.311 | 0 | 0 | 0 | 0.13 | 2.8742 | -0.8236 | 2.3893 | 302.5549 | 8.5693 | 2.533 | 0 | 0 | 0 | 0 | 0.012577 | 0.12903 | #N/A | #N/A
L1 | ACCSTART.94.L1 | ACCSTART | _ | MARK | 0 | 0 | 0 | 0 | 0 | 66.1542 | 0 | 0 | 94.55 | 0 | 0 | 0 | 0.13 | 2.8742 | -0.8236 | 2.3893 | 302.5549 | 8.5693 | 2.533 | 0 | 0 | 0 | 0 | 0.012577 | 0.12903 | #N/A | #N/A
L1 | CAV.95.L1 | CAV | _ | LCAV | 1.0377 | 14.6874 | 0 | 1300 | 0 | 66.8946 | 0 | 0 | 95.2904 | 0 | 0 | 0 | 0.1447 | 5.8605 | -1.5434 | 2.4389 | 280.5104 | 9.0351 | 2.5337 | 0 | 0 | 0 | 0 | 0.017022 | 0.11776 | 0.032 | 0.032
L1 | CAV.96.L1 | CAV | _ | LCAV | 1.0377 | 14.6874 | 0 | 1300 | 0 | 68.2783 | 0 | 0 | 96.674 | 0 | 0 | 0 | 0.1594 | 11.2131 | -2.3171 | 2.4662 | 255.4401 | 9.2034 | 2.5345 | 0 | 0 | 0 | 0 | 0.022433 | 0.10707 | 0.032 | 0.032
L1 | CAV.98.L1 | CAV | _ | LCAV | 1.0377 | 14.6874 | 0 | 1300 | 0 | 69.6619 | 0 | 0 | 98.0576 | 0 | 0 | 0 | 0.1741 | 18.6794 | -3.0684 | 2.4815 | 230.1411 | 9.1704 | 2.5354 | 0 | 0 | 0 | 0 | 0.027705 | 0.097246 | 0.032 | 0.032
L1 | CAV.99.L1 | CAV | _ | LCAV | 1.0377 | 14.6874 | 0 | 1300 | 0 | 71.0455 | 0 | 0 | 99.4412 | 0 | 0 | 0 | 0.1887 | 28.1946 | -3.7956 | 2.4911 | 205.1161 | 8.9833 | 2.5364 | 0 | 0 | 0 | 0 | 0.032694 | 0.088184 | 0.032 | 0.032
L1 | CAV.100.L1 | CAV | _ | LCAV | 1.0377 | 14.6874 | 0 | 1300 | 0 | 72.4291 | 0 | 0 | 100.8248 | 0 | 0 | 0 | 0.2034 | 39.6911 | -4.4981 | 2.4976 | 180.7512 | 8.6767 | 2.5376 | 0 | 0 | 0 | 0 | 0.037363 | 0.079733 | 0.032 | 0.032
L1 | CAV.102.L1 | CAV | _ | LCAV | 1.0377 | 14.6874 | 0 | 1300 | 0 | 73.8127 | 0 | 0 | 102.2084 | 0 | 0 | 0 | 0.2181 | 53.1008 | -5.1763 | 2.5024 | 157.346 | 8.277 | 2.5389 | 0 | 0 | 0 | 0 | 0.041735 | 0.071841 | 0.032 | 0.032
L1 | CAV.103.L1 | CAV | _ | LCAV | 1.0377 | 14.6874 | 0 | 1300 | 0 | 75.1963 | 0 | 0 | 103.592 | 0 | 0 | 0 | 0.2328 | 68.357 | -5.8307 | 2.5061 | 135.1351 | 7.8039 | 2.5404 | 0 | 0 | 0 | 0 | 0.045833 | 0.064442 | 0.032 | 0.032
L1 | CAV.105.L1 | CAV | _ | LCAV | 1.0377 | 14.6874 | 0 | 1300 | 0 | 76.5798 | 0 | 0 | 104.9756 | 0 | 0 | 0 | 0.2475 | 85.3946 | -6.4622 | 2.509 | 114.303 | 7.2731 | 2.5422 | 0 | 0 | 0 | 0 | 0.049682 | 0.05748 | 0.032 | 0.032
L1 | BPM.105.L1 | BPM | _ | MONI | 0 | 0 | 0 | 0 | 0 | 77.378 | 0 | 0 | 105.7738 | 0 | 0 | 0 | 0.2475 | 89.0435 | -6.6021 | 2.5095 | 110.277 | 7.1414 | 2.5426 | 0 | 0 | 0 | 0 | 0.050733 | 0.056459 | 0.022 | 0.022
L1 | Q.105.L1 | Q | Q.1.L1 | QUAD | 0.3 | 0.0508 | 0 | 0 | 0 | 77.603 | 0 | 0 | 105.9988 | 0 | 0 | 0 | 0.2475 | 92.6591 | -2.0575 | 2.5101 | 106.6175 | 1.5743 | 2.5431 | 0 | 0 | 0 | 0 | 0.051752 | 0.055514 | 0.037 | 0.037
L1 | CX.106.L1 | CX | _ | HKIC | 0 | 0 | 0 | 0 | 0 | 77.753 | 0 | 0 | 106.1488 | 0 | 0 | 0 | 0.2475 | 92.6591 | -2.0575 | 2.5101 | 106.6175 | 1.5743 | 2.5431 | 0 | 0 | 0 | 0 | 0.051752 | 0.055514 | 0.037 | 0.037
L1 | ACCEND.106.L1 | ACCEND | _ | MARK | 0 | 0 | 0 | 0 | 0 | 78.1454 | 0 | 0 | 106.5412 | 0 | 0 | 0 | 0.2475 | 94.2825 | -2.0797 | 2.5108 | 105.387 | 1.5615 | 2.5437 | 0 | 0 | 0 | 0 | 0.052204 | 0.055193 | #N/A | #N/A
L1 | ACCSTART.106.L1 | ACCSTART | _ | MARK | 0 | 0 | 0 | 0 | 0 | 78.1454 | 0 | 0 | 106.5412 | 0 | 0 | 0 | 0.2475 | 94.2825 | -2.0797 | 2.5108 | 105.387 | 1.5615 | 2.5437 | 0 | 0 | 0 | 0 | 0.052204 | 0.055193 | #N/A | #N/A
L1 | CAV.107.L1 | CAV | _ | LCAV | 1.0377 | 14.6874 | 0 | 1300 | 0 | 78.8859 | 0 | 0 | 107.2816 | 0 | 0 | 0 | 0.2622 | 99.527 | -2.0711 | 2.5129 | 101.4191 | 1.6017 | 2.5456 | 0 | 0 | 0 | 0 | 0.052111 | 0.052604 | 0.032 | 0.032
L1 | CAV.108.L1 | CAV | _ | LCAV | 1.0377 | 14.6874 | 0 | 1300 | 0 | 80.2695 | 0 | 0 | 108.6652 | 0 | 0 | 0 | 0.2769 | 105.2814 | -2.0693 | 2.515 | 96.98 | 1.6225 | 2.5479 | 0 | 0 | 0 | 0 | 0.052154 | 0.050056 | 0.032 | 0.032
L1 | CAV.110.L1 | CAV | _ | LCAV | 1.0377 | 14.6874 | 0 | 1300 | 0 | 81.653 | 0 | 0 | 110.0488 | 0 | 0 | 0 | 0.2916 | 111.0291 | -2.0672 | 2.5171 | 92.4985 | 1.6302 | 2.5502 | 0 | 0 | 0 | 0 | 0.052191 | 0.047637 | 0.032 | 0.032
L1 | CAV.111.L1 | CAV | _ | LCAV | 1.0377 | 14.6874 | 0 | 1300 | 0 | 83.0366 | 0 | 0 | 111.4324 | 0 | 0 | 0 | 0.3062 | 116.7696 | -2.065 | 2.519 | 88.0084 | 1.6267 | 2.5526 | 0 | 0 | 0 | 0 | 0.052232 | 0.045345 | 0.032 | 0.032
L1 | CAV.112.L1 | CAV | _ | LCAV | 1.0377 | 14.6874 | 0 | 1300 | 0 | 84.4202 | 0 | 0 | 112.816 | 0 | 0 | 0 | 0.3209 | 122.5025 | -2.0625 | 2.5208 | 83.5391 | 1.6136 | 2.5552 | 0 | 0 | 0 | 0 | 0.052259 | 0.043155 | 0.032 | 0.032
L1 | CAV.114.L1 | CAV | _ | LCAV | 1.0377 | 14.6874 | 0 | 1300 | 0 | 85.8038 | 0 | 0 | 114.1996 | 0 | 0 | 0 | 0.3356 | 128.2277 | -2.06 | 2.5226 | 79.1159 | 1.592 | 2.5579 | 0 | 0 | 0 | 0 | 0.052282 | 0.041067 | 0.032 | 0.032
L1 | CAV.115.L1 | CAV | _ | LCAV | 1.0377 | 14.6874 | 0 | 1300 | 0 | 87.1874 | 0 | 0 | 115.5832 | 0 | 0 | 0 | 0.3503 | 133.9448 | -2.0574 | 2.5243 | 74.7606 | 1.5633 | 2.5608 | 0 | 0 | 0 | 0 | 0.052302 | 0.039074 | 0.032 | 0.032
L1 | CAV.117.L1 | CAV | _ | LCAV | 1.0377 | 14.6874 | 0 | 1300 | 0 | 88.5711 | 0 | 0 | 116.9668 | 0 | 0 | 0 | 0.365 | 139.6537 | -2.0547 | 2.5259 | 70.4923 | 1.5282 | 2.5638 | 0 | 0 | 0 | 0 | 0.052318 | 0.037171 | 0.032 | 0.032
L1 | BPM.117.L1 | BPM | _ | MONI | 0 | 0 | 0 | 0 | 0 | 89.3692 | 0 | 0 | 117.765 | 0 | 0 | 0 | 0.365 | 140.8043 | -2.0651 | 2.5262 | 69.6424 | 1.515 | 2.5644 | 0 | 0 | 0 | 0 | 0.052533 | 0.036946 | 0.022 | 0.022
L1 | Q.117.L1 | Q | Q.2.L1 | QUAD | 0.3 | -0.103 | 0 | 0 | 0 | 89.5942 | 0 | 0 | 117.99 | 0 | 0 | 0 | 0.365 | 146.7885 | -17.0403 | 2.5266 | 66.409 | 8.4066 | 2.5653 | 0 | 0 | 0 | 0 | 0.053638 | 0.036078 | 0.037 | 0.037
L1 | CY.118.L1 | CY | _ | VKIC | 0 | 0 | 0 | 0 | 0 | 89.7442 | 0 | 0 | 118.14 | 0 | 0 | 0 | 0.365 | 146.7885 | -17.0403 | 2.5266 | 66.409 | 8.4066 | 2.5653 | 0 | 0 | 0 | 0 | 0.053638 | 0.036078 | 0.037 | 0.037
L1 | ACCEND.118.L1 | ACCEND | _ | MARK | 0 | 0 | 0 | 0 | 0 | 90.1366 | 0 | 0 | 118.5324 | 0 | 0 | 0 | 0.365 | 160.4673 | -17.8192 | 2.527 | 59.9776 | 7.9831 | 2.5663 | 0 | 0 | 0 | 0 | 0.056082 | 0.034286 | #N/A | #N/A
L1 | ACCSTART.118.L1 | ACCSTART | _ | MARK | 0 | 0 | 0 | 0 | 0 | 90.1366 | 0 | 0 | 118.5324 | 0 | 0 | 0 | 0.365 | 160.4673 | -17.8192 | 2.527 | 59.9776 | 7.9831 | 2.5663 | 0 | 0 | 0 | 0 | 0.056082 | 0.034286 | #N/A | #N/A
L1 | CAV.119.L1 | CAV | _ | LCAV | 1.0377 | 14.6874 | 0 | 1300 | 0 | 90.877 | 0 | 0 | 119.2728 | 0 | 0 | 0 | 0.3797 | 208.4179 | -20.241 | 2.5281 | 41.5647 | 6.6395 | 2.5703 | 0 | 0 | 0 | 0 | 0.062665 | 0.027984 | 0.032 | 0.032
L1 | CAV.120.L1 | CAV | _ | LCAV | 1.0377 | 14.6874 | 0 | 1300 | 0 | 92.2606 | 0 | 0 | 120.6564 | 0 | 0 | 0 | 0.3944 | 268.109 | -22.8746 | 2.529 | 25.2578 | 5.1474 | 2.5771 | 0 | 0 | 0 | 0 | 0.069737 | 0.021404 | 0.032 | 0.032
L1 | CAV.122.L1 | CAV | _ | LCAV | 1.0377 | 14.6874 | 0 | 1300 | 0 | 93.6443 | 0 | 0 | 122.04 | 0 | 0 | 0 | 0.4091 | 335.0434 | -25.4723 | 2.5298 | 13.0926 | 3.6453 | 2.5892 | 0 | 0 | 0 | 0 | 0.076544 | 0.015131 | 0.032 | 0.032
L1 | CAV.123.L1 | CAV | _ | LCAV | 1.0377 | 14.6874 | 0 | 1300 | 0 | 95.0279 | 0 | 0 | 123.4236 | 0 | 0 | 0 | 0.4237 | 409.1207 | -28.0334 | 2.5304 | 5.0925 | 2.1368 | 2.6163 | 0 | 0 | 0 | 0 | 0.083113 | 0.0092728 | 0.032 | 0.032
L1 | CAV.124.L1 | CAV | _ | LCAV | 1.0377 | 14.6874 | 0 | 1300 | 0 | 96.4115 | 0 | 0 | 124.8072 | 0 | 0 | 0 | 0.4384 | 490.239 | -30.5576 | 2.5309 | 1.2714 | 0.6248 | 2.7078 | 0 | 0 | 0 | 0 | 0.089442 | 0.0045549 | 0.032 | 0.032
L1 | CAV.126.L1 | CAV | _ | LCAV | 1.0377 | 14.6874 | 0 | 1300 | 0 | 97.7951 | 0 | 0 | 126.1908 | 0 | 0 | 0 | 0.4531 | 578.2956 | -33.0446 | 2.5313 | 1.6357 | -0.888 | 2.9123 | 0 | 0 | 0 | 0 | 0.095555 | 0.0050819 | 0.032 | 0.032
L1 | CAV.127.L1 | CAV | _ | LCAV | 1.0377 | 14.6874 | 0 | 1300 | 0 | 99.1787 | 0 | 0 | 127.5744 | 0 | 0 | 0 | 0.4678 | 673.188 | -35.4947 | 2.5316 | 6.185 | -2.3995 | 2.9839 | 0 | 0 | 0 | 0 | 0.10146 | 0.0097256 | 0.032 | 0.032
L1 | CAV.129.L1 | CAV | _ | LCAV | 1.0377 | 14.6874 | 0 | 1300 | 0 | 100.5623 | 0 | 0 | 128.958 | 0 | 0 | 0 | 0.4825 | 774.8137 | -37.9079 | 2.5319 | 14.9133 | -3.9078 | 3.0069 | 0 | 0 | 0 | 0 | 0.10718 | 0.01487 | 0.032 | 0.032
L1 | BPM.129.L1 | BPM | _ | MONI | 0 | 0 | 0 | 0 | 0 | 101.3604 | 0 | 0 | 129.7562 | 0 | 0 | 0 | 0.4825 | 796.1338 | -38.4262 | 2.532 | 17.1813 | -4.2125 | 3.0097 | 0 | 0 | 0 | 0 | 0.10865 | 0.015961 | 0.022 | 0.022
L1 | Q.129.L1 | Q | Q.3.L1 | QUAD | 0.3 | 0.1099 | 0 | 0 | 0 | 101.5854 | 0 | 0 | 129.9812 | 0 | 0 | 0 | 0.4825 | 798.553 | 49.626 | 2.5321 | 21.1463 | -6.9172 | 3.0129 | 0 | 0 | 0 | 0 | 0.10881 | 0.017707 | 0.037 | 0.037
L1 | CX.130.L1 | CX | _ | HKIC | 0 | 0 | 0 | 0 | 0 | 101.7354 | 0 | 0 | 130.1312 | 0 | 0 | 0 | 0.4825 | 798.553 | 49.626 | 2.5321 | 21.1463 | -6.9172 | 3.0129 | 0 | 0 | 0 | 0 | 0.10881 | 0.017707 | 0.037 | 0.037
L1 | ACCEND.130.L1 | ACCEND | _ | MARK | 0 | 0 | 0 | 0 | 0 | 102.1278 | 0 | 0 | 130.5236 | 0 | 0 | 0 | 0.4825 | 760.0816 | 48.4153 | 2.5321 | 26.9306 | -7.8237 | 3.0155 | 0 | 0 | 0 | 0 | 0.10616 | 0.019982 | #N/A | #N/A
L1 | ACCSTART.130.L1 | ACCSTART | _ | MARK | 0 | 0 | 0 | 0 | 0 | 102.1278 | 0 | 0 | 130.5236 | 0 | 0 | 0 | 0.4825 | 760.0816 | 48.4153 | 2.5321 | 26.9306 | -7.8237 | 3.0155 | 0 | 0 | 0 | 0 | 0.10616 | 0.019982 | #N/A | #N/A
L1 | CAV.131.L1 | CAV | _ | LCAV | 1.0377 | 14.6874 | 0 | 1300 | 0 | 102.8683 | 0 | 0 | 131.264 | 0 | 0 | 0 | 0.4972 | 642.8825 | 44.6691 | 2.5324 | 50.2889 | -10.722 | 3.0209 | 0 | 0 | 0 | 0 | 0.096178 | 0.0269 | 0.032 | 0.032
L1 | CAV.132.L1 | CAV | _ | LCAV | 1.0377 | 14.6874 | 0 | 1300 | 0 | 104.2519 | 0 | 0 | 132.6476 | 0 | 0 | 0 | 0.5119 | 525.1003 | 40.4797 | 2.5328 | 84.3571 | -13.8953 | 3.0243 | 0 | 0 | 0 | 0 | 0.085665 | 0.034335 | 0.032 | 0.032
L1 | CAV.134.L1 | CAV | _ | LCAV | 1.0377 | 14.6874 | 0 | 1300 | 0 | 105.6355 | 0 | 0 | 134.0312 | 0 | 0 | 0 | 0.5266 | 418.9728 | 36.24 | 2.5333 | 127.1893 | -17.0542 | 3.0264 | 0 | 0 | 0 | 0 | 0.075444 | 0.041568 | 0.032 | 0.032
L1 | CAV.135.L1 | CAV | _ | LCAV | 1.0377 | 14.6874 | 0 | 1300 | 0 | 107.019 | 0 | 0 | 135.4148 | 0 | 0 | 0 | 0.5412 | 324.6286 | 31.9586 | 2.5339 | 178.743 | -20.1966 | 3.0279 | 0 | 0 | 0 | 0 | 0.065507 | 0.048608 | 0.032 | 0.032
L1 | CAV.136.L1 | CAV | _ | LCAV | 1.0377 | 14.6874 | 0 | 1300 | 0 | 108.4026 | 0 | 0 | 136.7984 | 0 | 0 | 0 | 0.5559 | 242.1744 | 27.6428 | 2.5347 | 238.9701 | -23.3206 | 3.029 | 0 | 0 | 0 | 0 | 0.055826 | 0.055456 | 0.032 | 0.032
L1 | CAV.138.L1 | CAV | _ | LCAV | 1.0377 | 14.6874 | 0 | 1300 | 0 | 109.7863 | 0 | 0 | 138.182 | 0 | 0 | 0 | 0.5706 | 171.6971 | 23.2994 | 2.5357 | 307.818 | -26.425 | 3.0298 | 0 | 0 | 0 | 0 | 0.046397 | 0.062123 | 0.032 | 0.032
L1 | CAV.139.L1 | CAV | _ | LCAV | 1.0377 | 14.6874 | 0 | 1300 | 0 | 111.1699 | 0 | 0 | 139.5656 | 0 | 0 | 0 | 0.5853 | 113.2662 | 18.9342 | 2.5373 | 385.2306 | -29.5083 | 3.0304 | 0 | 0 | 0 | 0 | 0.037208 | 0.068619 | 0.032 | 0.032
L1 | CAV.141.L1 | CAV | _ | LCAV | 1.0377 | 14.6874 | 0 | 1300 | 0 | 112.5535 | 0 | 0 | 140.9492 | 0 | 0 | 0 | 0.6 | 66.9356 | 14.5524 | 2.5399 | 471.1485 | -32.5696 | 3.0309 | 0 | 0 | 0 | 0 | 0.028251 | 0.074951 | 0.032 | 0.032
L1 | BPM.141.L1 | BPM | _ | MONI | 0 | 0 | 0 | 0 | 0 | 113.3516 | 0 | 0 | 141.7474 | 0 | 0 | 0 | 0.6 | 59.0546 | 13.6646 | 2.5406 | 489.5178 | -33.1991 | 3.031 | 0 | 0 | 0 | 0 | 0.026535 | 0.076398 | 0.022 | 0.022
L1 | Q.141.L1 | Q | Q.4.L1 | QUAD | 0.3 | -0.1439 | 0 | 0 | 0 | 113.5766 | 0 | 0 | 141.9724 | 0 | 0 | 0 | 0.6 | 51.5212 | 5.1754 | 2.5417 | 493.1125 | 37.9603 | 3.0311 | 0 | 0 | 0 | 0 | 0.024785 | 0.076678 | 0.037 | 0.037
L1 | CY.142.L1 | CY | _ | VKIC | 0 | 0 | 0 | 0 | 0 | 113.7266 | 0 | 0 | 142.1224 | 0 | 0 | 0 | 0.6 | 51.5212 | 5.1754 | 2.5417 | 493.1125 | 37.9603 | 3.0311 | 0 | 0 | 0 | 0 | 0.024785 | 0.076678 | 0.037 | 0.037
L1 | ACCEND.142.L1 | ACCEND | _ | MARK | 0 | 0 | 0 | 0 | 0 | 114.119 | 0 | 0 | 142.5148 | 0 | 0 | 0 | 0.6 | 47.5426 | 4.9638 | 2.5429 | 463.7715 | 36.8128 | 3.0313 | 0 | 0 | 0 | 0 | 0.023809 | 0.074362 | #N/A | #N/A
L1 | AC3START.142.L1 | AC3START | _ | MARK | 0 | 0 | 0 | 0 | 0 | 114.119 | 0 | 0 | 142.5148 | 0 | 0 | 0 | 0.6 | 47.5426 | 4.9638 | 2.5429 | 463.7715 | 36.8128 | 3.0313 | 0 | 0 | 0 | 0 | 0.023809 | 0.074362 | #N/A | #N/A
L1 | CAV3.142.L1 | CAV3 | _ | LCAV | 0.3459 | 2.0833 | 0.5 | 3900 | 0 | 114.4192 | 0 | 0 | 142.8149 | 0 | 0 | 0 | 0.5979 | 42.9664 | 4.709 | 2.5446 | 429.5924 | 35.4331 | 3.0314 | 0 | 0 | 0 | 0 | 0.022674 | 0.071695 | 0.0145 | 0.0145
L1 | CAV3.143.L1 | CAV3 | _ | LCAV | 0.3459 | 2.0833 | 0.5 | 3900 | 0 | 114.8803 | 0 | 0 | 143.2761 | 0 | 0 | 0 | 0.5958 | 38.7374 | 4.4606 | 2.5464 | 397.5298 | 34.0877 | 3.0316 | 0 | 0 | 0 | 0 | 0.021567 | 0.069089 | 0.0145 | 0.0145
L1 | CAV3.143.L1 | CAV3 | _ | LCAV | 0.3459 | 2.0833 | 0.5 | 3900 | 0 | 115.3416 | 0 | 0 | 143.7373 | 0 | 0 | 0 | 0.5937 | 34.7376 | 4.2121 | 2.5484 | 366.7084 | 32.7417 | 3.0318 | 0 | 0 | 0 | 0 | 0.020459 | 0.066474 | 0.0145 | 0.0145
L1 | CAV3.144.L1 | CAV3 | _ | LCAV | 0.3459 | 2.0833 | 0.5 | 3900 | 0 | 115.8028 | 0 | 0 | 144.1985 | 0 | 0 | 0 | 0.5917 | 30.967 | 3.9636 | 2.5506 | 337.1288 | 31.3952 | 3.032 | 0 | 0 | 0 | 0 | 0.01935 | 0.063844 | 0.0145 | 0.0145
L1 | CAV3.144.L1 | CAV3 | _ | LCAV | 0.3459 | 2.0833 | 0.5 | 3900 | 0 | 116.2639 | 0 | 0 | 144.6597 | 0 | 0 | 0 | 0.5896 | 27.4257 | 3.7149 | 2.5531 | 308.7915 | 30.0482 | 3.0323 | 0 | 0 | 0 | 0 | 0.018242 | 0.061211 | 0.0145 | 0.0145
L1 | CAV3.145.L1 | CAV3 | _ | LCAV | 0.3459 | 2.0833 | 0.5 | 3900 | 0 | 116.7252 | 0 | 0 | 145.1209 | 0 | 0 | 0 | 0.5875 | 24.1138 | 3.4663 | 2.556 | 281.6968 | 28.7007 | 3.0325 | 0 | 0 | 0 | 0 | 0.017136 | 0.058568 | 0.0145 | 0.0145
L1 | CAV3.145.L1 | CAV3 | _ | LCAV | 0.3459 | 2.0833 | 0.5 | 3900 | 0 | 117.1864 | 0 | 0 | 145.5821 | 0 | 0 | 0 | 0.5854 | 21.0312 | 3.2175 | 2.5593 | 255.8451 | 27.3528 | 3.0328 | 0 | 0 | 0 | 0 | 0.016032 | 0.055916 | 0.0145 | 0.0145
L1 | CAV3.146.L1 | CAV3 | _ | LCAV | 0.3459 | 2.0833 | 0.5 | 3900 | 0 | 117.6476 | 0 | 0 | 146.0433 | 0 | 0 | 0 | 0.5833 | 18.1781 | 2.9687 | 2.563 | 231.237 | 26.0044 | 3.0331 | 0 | 0 | 0 | 0 | 0.014931 | 0.053255 | 0.0145 | 0.0145
L1 | CAV3.146.L1 | CAV3 | _ | LCAV | 0.3459 | 2.0833 | 0.5 | 3900 | 0 | 118.1088 | 0 | 0 | 146.5045 | 0 | 0 | 0 | 0.5812 | 15.5545 | 2.7199 | 2.5674 | 207.8728 | 24.6556 | 3.0334 | 0 | 0 | 0 | 0 | 0.013837 | 0.050584 | 0.0145 | 0.0145
L1 | CAV3.146.L1 | CAV3 | _ | LCAV | 0.3459 | 2.0833 | 0.5 | 3900 | 0 | 118.57 | 0 | 0 | 146.9657 | 0 | 0 | 0 | 0.5792 | 13.1605 | 2.471 | 2.5725 | 185.753 | 23.3064 | 3.0338 | 0 | 0 | 0 | 0 | 0.01275 | 0.047899 | 0.0145 | 0.0145
L1 | CAV3.147.L1 | CAV3 | _ | LCAV | 0.3459 | 2.0833 | 0.5 | 3900 | 0 | 119.0312 | 0 | 0 | 147.4269 | 0 | 0 | 0 | 0.5771 | 10.996 | 2.2221 | 2.5786 | 164.8778 | 21.9568 | 3.0342 | 0 | 0 | 0 | 0 | 0.011675 | 0.04521 | 0.0145 | 0.0145
L1 | CAV3.147.L1 | CAV3 | _ | LCAV | 0.3459 | 2.0833 | 0.5 | 3900 | 0 | 119.4924 | 0 | 0 | 147.8881 | 0 | 0 | 0 | 0.575 | 9.0611 | 1.9732 | 2.586 | 145.2476 | 20.6068 | 3.0347 | 0 | 0 | 0 | 0 | 0.010618 | 0.04251 | 0.0145 | 0.0145
L1 | CAV3.148.L1 | CAV3 | _ | LCAV | 0.3459 | 2.0833 | 0.5 | 3900 | 0 | 119.9535 | 0 | 0 | 148.3493 | 0 | 0 | 0 | 0.5729 | 7.356 | 1.7242 | 2.595 | 126.8627 | 19.2565 | 3.0352 | 0 | 0 | 0 | 0 | 0.0095842 | 0.039802 | 0.0145 | 0.0145
L1 | CAV3.148.L1 | CAV3 | _ | LCAV | 0.3459 | 2.0833 | 0.5 | 3900 | 0 | 120.4148 | 0 | 0 | 148.8105 | 0 | 0 | 0 | 0.5708 | 5.8805 | 1.4751 | 2.6061 | 109.7236 | 17.9059 | 3.0358 | 0 | 0 | 0 | 0 | 0.008585 | 0.037084 | 0.0145 | 0.0145
L1 | CAV3.149.L1 | CAV3 | _ | LCAV | 0.3459 | 2.0833 | 0.5 | 3900 | 0 | 120.876 | 0 | 0 | 149.2717 | 0 | 0 | 0 | 0.5687 | 4.6347 | 1.2261 | 2.6202 | 93.8303 | 16.5549 | 3.0366 | 0 | 0 | 0 | 0 | 0.0076356 | 0.034356 | 0.0145 | 0.0145
L1 | CAV3.149.L1 | CAV3 | _ | LCAV | 0.3459 | 2.0833 | 0.5 | 3900 | 0 | 121.3371 | 0 | 0 | 149.7329 | 0 | 0 | 0 | 0.5667 | 3.6186 | 0.977 | 2.6382 | 79.1834 | 15.2037 | 3.0374 | 0 | 0 | 0 | 0 | 0.0067588 | 0.031617 | 0.0145 | 0.0145
L1 | CAV3.150.L1 | CAV3 | _ | LCAV | 0.3459 | 2.0833 | 0.5 | 3900 | 0 | 121.7984 | 0 | 0 | 150.1941 | 0 | 0 | 0 | 0.5646 | 2.8323 | 0.7279 | 2.6612 | 65.7829 | 13.8521 | 3.0384 | 0 | 0 | 0 | 0 | 0.0059906 | 0.028871 | 0.0145 | 0.0145
L1 | CAV3.150.L1 | CAV3 | _ | LCAV | 0.3459 | 2.0833 | 0.5 | 3900 | 0 | 122.2596 | 0 | 0 | 150.6553 | 0 | 0 | 0 | 0.5625 | 2.2757 | 0.4788 | 2.6903 | 53.6292 | 12.5004 | 3.0397 | 0 | 0 | 0 | 0 | 0.0053799 | 0.026116 | 0.0145 | 0.0145
L1 | CAV3.151.L1 | CAV3 | _ | LCAV | 0.3459 | 2.0833 | 0.5 | 3900 | 0 | 122.7208 | 0 | 0 | 151.1165 | 0 | 0 | 0 | 0.5604 | 1.9489 | 0.2297 | 2.7254 | 42.7224 | 11.1484 | 3.0412 | 0 | 0 | 0 | 0 | 0.0049879 | 0.023354 | 0.0145 | 0.0145
L1 | CAV3.151.L1 | CAV3 | _ | LCAV | 0.3459 | 2.0833 | 0.5 | 3900 | 0 | 123.182 | 0 | 0 | 151.5777 | 0 | 0 | 0 | 0.5583 | 1.8519 | -0.0194 | 2.7644 | 33.0627 | 9.7962 | 3.0432 | 0 | 0 | 0 | 0 | 0.0048714 | 0.020583 | 0.0145 | 0.0145
L1 | CAV3.152.L1 | CAV3 | _ | LCAV | 0.3459 | 2.0833 | 0.5 | 3900 | 0 | 123.6432 | 0 | 0 | 152.0389 | 0 | 0 | 0 | 0.5562 | 1.9847 | -0.2685 | 2.8031 | 24.6504 | 8.4439 | 3.0457 | 0 | 0 | 0 | 0 | 0.0050525 | 0.017806 | 0.0145 | 0.0145
L1 | CAV3.152.L1 | CAV3 | _ | LCAV | 0.3459 | 2.0833 | 0.5 | 3900 | 0 | 124.1044 | 0 | 0 | 152.5001 | 0 | 0 | 0 | 0.5542 | 2.3473 | -0.5176 | 2.8374 | 17.4856 | 7.0914 | 3.0493 | 0 | 0 | 0 | 0 | 0.0055046 | 0.015024 | 0.0145 | 0.0145
L1 | CAV3.152.L1 | CAV3 | _ | LCAV | 0.3459 | 2.0833 | 0.5 | 3900 | 0 | 124.5656 | 0 | 0 | 152.9613 | 0 | 0 | 0 | 0.5521 | 2.9396 | -0.7667 | 2.8654 | 11.5684 | 5.7387 | 3.0544 | 0 | 0 | 0 | 0 | 0.0061718 | 0.012243 | 0.0145 | 0.0145
L1 | CAV3.153.L1 | CAV3 | _ | LCAV | 0.3459 | 2.0833 | 0.5 | 3900 | 0 | 125.0268 | 0 | 0 | 153.4225 | 0 | 0 | 0 | 0.55 | 3.7617 | -1.0158 | 2.8876 | 6.8988 | 4.386 | 3.0626 | 0 | 0 | 0 | 0 | 0.006995 | 0.0094728 | 0.0145 | 0.0145
L1 | BPM.153.L1 | BPM | _ | MONI | 0 | 0 | 0 | 0 | 0 | 125.3428 | 0 | 0 | 153.7386 | 0 | 0 | 0 | 0.55 | 4.0635 | -1.0931 | 2.8934 | 5.7037 | 3.9662 | 3.0663 | 0 | 0 | 0 | 0 | 0.0072701 | 0.0086133 | 0.022 | 0.022
L1 | Q3.153.L1 | Q3 | Q3.1.L1 | QUAD | 0.3 | 0.0498 | 0 | 0 | 0 | 125.5678 | 0 | 0 | 153.9636 | 0 | 0 | 0 | 0.55 | 4.8894 | -1.0519 | 2.9068 | 3.1973 | 2.7122 | 3.0803 | 0 | 0 | 0 | 0 | 0.0079748 | 0.0064489 | 0.037 | 0.037
L1 | CX.154.L1 | CX | _ | HKIC | 0 | 0 | 0 | 0 | 0 | 125.7178 | 0 | 0 | 154.1136 | 0 | 0 | 0 | 0.55 | 4.8894 | -1.0519 | 2.9068 | 3.1973 | 2.7122 | 3.0803 | 0 | 0 | 0 | 0 | 0.0079748 | 0.0064489 | 0.037 | 0.037
L1 | AC3END.154.L1 | AC3END | _ | MARK | 0 | 0 | 0 | 0 | 0 | 126.1102 | 0 | 0 | 154.506 | 0 | 0 | 0 | 0.55 | 5.7813 | -1.221 | 2.9185 | 1.4711 | 1.6867 | 3.1093 | 0 | 0 | 0 | 0 | 0.0086717 | 0.0043744 | #N/A | #N/A
L1 | AC3START.154.L1 | AC3START | _ | MARK | 0 | 0 | 0 | 0 | 0 | 126.1102 | 0 | 0 | 154.506 | 0 | 0 | 0 | 0.55 | 5.7813 | -1.221 | 2.9185 | 1.4711 | 1.6867 | 3.1093 | 0 | 0 | 0 | 0 | 0.0086717 | 0.0043744 | #N/A | #N/A
L1 | CAV3.154.L1 | CAV3 | _ | LCAV | 0.3459 | 2.0833 | 0.5 | 3900 | 0 | 126.4103 | 0 | 0 | 154.8061 | 0 | 0 | 0 | 0.5479 | 7.0329 | -1.4247 | 2.9304 | 0.4602 | 0.4502 | 3.2068 | 0 | 0 | 0 | 0 | 0.0095828 | 0.0024513 | 0.0145 | 0.0145
L1 | CAV3.155.L1 | CAV3 | _ | LCAV | 0.3459 | 2.0833 | 0.5 | 3900 | 0 | 126.8716 | 0 | 0 | 155.2673 | 0 | 0 | 0 | 0.5458 | 8.4387 | -1.6233 | 2.9399 | 0.6008 | -0.7552 | 3.377 | 0 | 0 | 0 | 0 | 0.010517 | 0.0028062 | 0.0145 | 0.0145
L1 | CAV3.155.L1 | CAV3 | _ | LCAV | 0.3459 | 2.0833 | 0.5 | 3900 | 0 | 127.3328 | 0 | 0 | 155.7285 | 0 | 0 | 0 | 0.5437 | 10.0276 | -1.8219 | 2.9479 | 1.8533 | -1.9605 | 3.449 | 0 | 0 | 0 | 0 | 0.011487 | 0.0049382 | 0.0145 | 0.0145
L1 | CAV3.156.L1 | CAV3 | _ | LCAV | 0.3459 | 2.0833 | 0.5 | 3900 | 0 | 127.794 | 0 | 0 | 156.1897 | 0 | 0 | 0 | 0.5417 | 11.7997 | -2.0204 | 2.9546 | 4.2176 | -3.1658 | 3.4754 | 0 | 0 | 0 | 0 | 0.012483 | 0.0074632 | 0.0145 | 0.0145
L1 | CAV3.156.L1 | CAV3 | _ | LCAV | 0.3459 | 2.0833 | 0.5 | 3900 | 0 | 128.2552 | 0 | 0 | 156.6509 | 0 | 0 | 0 | 0.5396 | 13.7549 | -2.2189 | 2.9604 | 7.6936 | -4.3711 | 3.4883 | 0 | 0 | 0 | 0 | 0.013504 | 0.0101 | 0.0145 | 0.0145
L1 | CAV3.157.L1 | CAV3 | _ | LCAV | 0.3459 | 2.0833 | 0.5 | 3900 | 0 | 128.7164 | 0 | 0 | 157.1121 | 0 | 0 | 0 | 0.5375 | 15.8931 | -2.4173 | 2.9653 | 12.2813 | -5.5762 | 3.4959 | 0 | 0 | 0 | 0 | 0.014544 | 0.012785 | 0.0145 | 0.0145
L1 | CAV3.157.L1 | CAV3 | _ | LCAV | 0.3459 | 2.0833 | 0.5 | 3900 | 0 | 129.1776 | 0 | 0 | 157.5733 | 0 | 0 | 0 | 0.5354 | 18.2144 | -2.6157 | 2.9697 | 17.9806 | -6.7813 | 3.5008 | 0 | 0 | 0 | 0 | 0.015601 | 0.0155 | 0.0145 | 0.0145
L1 | CAV3.158.L1 | CAV3 | _ | LCAV | 0.3459 | 2.0833 | 0.5 | 3900 | 0 | 129.6388 | 0 | 0 | 158.0345 | 0 | 0 | 0 | 0.5333 | 20.7186 | -2.8141 | 2.9734 | 24.7914 | -7.9862 | 3.5043 | 0 | 0 | 0 | 0 | 0.016671 | 0.018236 | 0.0145 | 0.0145
L1 | CAV3.158.L1 | CAV3 | _ | LCAV | 0.3459 | 2.0833 | 0.5 | 3900 | 0 | 130.1 | 0 | 0 | 158.4957 | 0 | 0 | 0 | 0.5312 | 23.4058 | -3.0123 | 2.9768 | 32.7135 | -9.1909 | 3.5069 | 0 | 0 | 0 | 0 | 0.017754 | 0.02099 | 0.0145 | 0.0145
L1 | CAV3.158.L1 | CAV3 | _ | LCAV | 0.3459 | 2.0833 | 0.5 | 3900 | 0 | 130.5612 | 0 | 0 | 158.9569 | 0 | 0 | 0 | 0.5292 | 26.2758 | -3.2105 | 2.9797 | 41.7468 | -10.3955 | 3.5088 | 0 | 0 | 0 | 0 | 0.018847 | 0.023756 | 0.0145 | 0.0145
L1 | CAV3.159.L1 | CAV3 | _ | LCAV | 0.3459 | 2.0833 | 0.5 | 3900 | 0 | 131.0224 | 0 | 0 | 159.4181 | 0 | 0 | 0 | 0.5271 | 29.3287 | -3.4087 | 2.9824 | 51.8911 | -11.5998 | 3.5104 | 0 | 0 | 0 | 0 | 0.019951 | 0.026538 | 0.0145 | 0.0145
L1 | CAV3.159.L1 | CAV3 | _ | LCAV | 0.3459 | 2.0833 | 0.5 | 3900 | 0 | 131.4836 | 0 | 0 | 159.8793 | 0 | 0 | 0 | 0.525 | 32.5642 | -3.6068 | 2.9848 | 63.1462 | -12.8039 | 3.5117 | 0 | 0 | 0 | 0 | 0.021065 | 0.029334 | 0.0145 | 0.0145
L1 | CAV3.160.L1 | CAV3 | _ | LCAV | 0.3459 | 2.0833 | 0.5 | 3900 | 0 | 131.9448 | 0 | 0 | 160.3405 | 0 | 0 | 0 | 0.5229 | 35.9825 | -3.8048 | 2.9869 | 75.5118 | -14.0077 | 3.5128 | 0 | 0 | 0 | 0 | 0.022188 | 0.032142 | 0.0145 | 0.0145
L1 | CAV3.160.L1 | CAV3 | _ | LCAV | 0.3459 | 2.0833 | 0.5 | 3900 | 0 | 132.406 | 0 | 0 | 160.8017 | 0 | 0 | 0 | 0.5208 | 39.5833 | -4.0027 | 2.9888 | 88.9877 | -15.2112 | 3.5137 | 0 | 0 | 0 | 0 | 0.023318 | 0.034963 | 0.0145 | 0.0145
L1 | CAV3.161.L1 | CAV3 | _ | LCAV | 0.3459 | 2.0833 | 0.5 | 3900 | 0 | 132.8672 | 0 | 0 | 161.2629 | 0 | 0 | 0 | 0.5187 | 43.3667 | -4.2005 | 2.9906 | 103.5735 | -16.4143 | 3.5144 | 0 | 0 | 0 | 0 | 0.024457 | 0.037796 | 0.0145 | 0.0145
L1 | CAV3.161.L1 | CAV3 | _ | LCAV | 0.3459 | 2.0833 | 0.5 | 3900 | 0 | 133.3284 | 0 | 0 | 161.7241 | 0 | 0 | 0 | 0.5167 | 47.3325 | -4.3982 | 2.9922 | 119.269 | -17.6171 | 3.5151 | 0 | 0 | 0 | 0 | 0.0256 | 0.040637 | 0.0145 | 0.0145
L1 | CAV3.162.L1 | CAV3 | _ | LCAV | 0.3459 | 2.0833 | 0.5 | 3900 | 0 | 133.7896 | 0 | 0 | 162.1853 | 0 | 0 | 0 | 0.5146 | 51.4806 | -4.5958 | 2.9937 | 136.0738 | -18.8195 | 3.5157 | 0 | 0 | 0 | 0 | 0.026752 | 0.043494 | 0.0145 | 0.0145
L1 | CAV3.162.L1 | CAV3 | _ | LCAV | 0.3459 | 2.0833 | 0.5 | 3900 | 0 | 134.2508 | 0 | 0 | 162.6465 | 0 | 0 | 0 | 0.5125 | 55.811 | -4.7933 | 2.9951 | 153.9876 | -20.0215 | 3.5162 | 0 | 0 | 0 | 0 | 0.027912 | 0.046363 | 0.0145 | 0.0145
L1 | CAV3.163.L1 | CAV3 | _ | LCAV | 0.3459 | 2.0833 | 0.5 | 3900 | 0 | 134.712 | 0 | 0 | 163.1077 | 0 | 0 | 0 | 0.5104 | 60.3235 | -4.9908 | 2.9964 | 173.0098 | -21.223 | 3.5166 | 0 | 0 | 0 | 0 | 0.029078 | 0.049244 | 0.0145 | 0.0145
L1 | CAV3.163.L1 | CAV3 | _ | LCAV | 0.3459 | 2.0833 | 0.5 | 3900 | 0 | 135.1732 | 0 | 0 | 163.5689 | 0 | 0 | 0 | 0.5083 | 65.018 | -5.188 | 2.9975 | 193.1402 | -22.4241 | 3.517 | 0 | 0 | 0 | 0 | 0.03025 | 0.052138 | 0.0145 | 0.0145
L1 | CAV3.164.L1 | CAV3 | _ | LCAV | 0.3459 | 2.0833 | 0.5 | 3900 | 0 | 135.6344 | 0 | 0 | 164.0301 | 0 | 0 | 0 | 0.5062 | 69.8945 | -5.3852 | 2.9986 | 214.3781 | -23.6246 | 3.5174 | 0 | 0 | 0 | 0 | 0.031429 | 0.055043 | 0.0145 | 0.0145
L1 | CAV3.164.L1 | CAV3 | _ | LCAV | 0.3459 | 2.0833 | 0.5 | 3900 | 0 | 136.0956 | 0 | 0 | 164.4913 | 0 | 0 | 0 | 0.5042 | 74.9528 | -5.5822 | 2.9996 | 236.7232 | -24.8245 | 3.5177 | 0 | 0 | 0 | 0 | 0.032611 | 0.057955 | 0.0145 | 0.0145
L1 | CAV3.164.L1 | CAV3 | _ | LCAV | 0.3459 | 2.0833 | 0.5 | 3900 | 0 | 136.5568 | 0 | 0 | 164.9525 | 0 | 0 | 0 | 0.5021 | 80.1928 | -5.7792 | 3.0006 | 260.1749 | -26.0239 | 3.518 | 0 | 0 | 0 | 0 | 0.033802 | 0.060885 | 0.0145 | 0.0145
L1 | CAV3.165.L1 | CAV3 | _ | LCAV | 0.3459 | 2.0833 | 0.5 | 3900 | 0 | 137.018 | 0 | 0 | 165.4137 | 0 | 0 | 0 | 0.5 | 85.6144 | -5.9759 | 3.0015 | 284.7326 | -27.2226 | 3.5183 | 0 | 0 | 0 | 0 | 0.035 | 0.063828 | 0.0145 | 0.0145
L1 | BPM.165.L1 | BPM | _ | MONI | 0 | 0 | 0 | 0 | 0 | 137.334 | 0 | 0 | 165.7298 | 0 | 0 | 0 | 0.5 | 87.3335 | -6.0373 | 3.0017 | 292.5771 | -27.5956 | 3.5184 | 0 | 0 | 0 | 0 | 0.035349 | 0.064701 | 0.022 | 0.022
L1 | Q3.165.L1 | Q3 | Q3.2.L1 | QUAD | 0.3 | -0.0703 | 0 | 0 | 0 | 137.559 | 0 | 0 | 165.9548 | 0 | 0 | 0 | 0.5 | 93.8479 | -12.7497 | 3.0024 | 307.19 | -6.8264 | 3.5185 | 0 | 0 | 0 | 0 | 0.036644 | 0.066297 | 0.037 | 0.037
L1 | CY.166.L1 | CY | _ | VKIC | 0 | 0 | 0 | 0 | 0 | 137.709 | 0 | 0 | 166.1048 | 0 | 0 | 0 | 0.5 | 93.8479 | -12.7497 | 3.0024 | 307.19 | -6.8264 | 3.5185 | 0 | 0 | 0 | 0 | 0.036644 | 0.066297 | 0.037 | 0.037
L1 | AC3END.166.L1 | AC3END | _ | MARK | 0 | 0 | 0 | 0 | 0 | 138.1014 | 0 | 0 | 166.4972 | 0 | 0 | 0 | 0.5 | 104.1222 | -13.4336 | 3.003 | 312.5712 | -6.8872 | 3.5187 | 0 | 0 | 0 | 0 | 0.038598 | 0.066875 | #N/A | #N/A
L1 | CTB.167.L1 | CTB | _ | CRYO | 2.738 | 0 | 0 | 0 | 0 | 139.4704 | 0 | 0 | 167.8662 | 0 | 0 | 0 | 0.5 | 190.7496 | -18.2053 | 3.0061 | 351.4469 | -7.3114 | 3.5201 | 0 | 0 | 0 | 0 | 0.052242 | 0.070912 | #N/A | #N/A
L1 | END.169.L1 | END | _ | MARK | 0 | 0 | 0 | 0 | 0 | 140.8394 | 0 | 0 | 169.2352 | 0 | 0 | 0 | 0.5 | 190.7496 | -18.2053 | 3.0061 | 351.4469 | -7.3114 | 3.5201 | 0 | 0 | 0 | 0 | 0.052242 | 0.070912 | #N/A | #N/A
B1 | START.169.B1 | START | _ | MARK | 0 | 0 | 0 | 0 | 0 | 140.8394 | 0 | 0 | 169.2352 | 0 | 0 | 0 | 0.5 | 190.7496 | -18.2053 | 3.0061 | 351.4469 | -7.3114 | 3.5201 | 0 | 0 | 0 | 0 | 0.052242 | 0.070912 | #N/A | #N/A
B1 | USTART.169.B1 | USTART | _ | MARK | 0 | 0 | 0 | 0 | 0 | 140.8394 | 0 | 0 | 169.2352 | 0 | 0 | 0 | 0.5 | 190.7496 | -18.2053 | 3.0061 | 351.4469 | -7.3114 | 3.5201 | 0 | 0 | 0 | 0 | 0.052242 | 0.070912 | #N/A | #N/A
B1 | TOR.169.B1 | TOR | TOR.1.B1 | INSTR | 0 | 0 | 0 | 0 | 0 | 140.9394 | 0 | 0 | 169.3352 | 0 | 0 | 0 | 0.5 | 194.408 | -18.3796 | 3.0062 | 352.9107 | -7.3269 | 3.5201 | 0 | 0 | 0 | 0 | 0.052741 | 0.071059 | 0.017 | 0.017
B1 | BPM.169.B1 | BPM | BPM.1.B1 | MONI | 0 | 0 | 0 | 0 | 0 | 141.1394 | 0 | 0 | 169.5352 | 0 | 0 | 0 | 0.5 | 201.8296 | -18.7282 | 3.0064 | 355.8476 | -7.3579 | 3.5202 | 0 | 0 | 0 | 0 | 0.053738 | 0.071355 | 0.022 | 0.022
B1 | LFS.170.B1 | LFS | LFS.1.B1 | LCAV | 1 | 0 | 0 | 1300000000 | 0 | 141.7394 | 0 | 0 | 170.1352 | 0 | 0 | 0 | 0.5 | 245.1403 | -20.6452 | 3.0071 | 372.2225 | -7.5283 | 3.5207 | 0 | 0 | 0 | 0 | 0.059224 | 0.072978 | #N/A | #N/A
B1 | QC.170.B1 | QC | QC.1.B1 | QUAD | 0.3 | 0.0208 | 0 | 0 | 0 | 142.3894 | 0 | 0 | 170.7852 | 0 | 0 | 0 | 0.5 | 256.1052 | -15.8285 | 3.0073 | 379.1009 | -15.4473 | 3.5208 | 0 | 0 | 0 | 0 | 0.060534 | 0.073649 | 0.022 | 0.022
B1 | CYC.171.B1 | CYC | CYC.1.B1 | VKIC | 0.1 | 0 | 0 | 0 | 0 | 142.6394 | 0 | 0 | 171.0352 | 0 | 0 | 0 | 0.5 | 260.8759 | -15.9759 | 3.0074 | 383.7493 | -15.5422 | 3.5209 | 0 | 0 | 0 | 0 | 0.061095 | 0.074099 | 0.017 | 0.017
B1 | DC.171.B1 | DC | DC.1.B1 | INSTR | 0 | 0 | 0 | 0 | 0 | 142.7894 | 0 | 0 | 171.1852 | 0 | 0 | 0 | 0.5 | 264.0809 | -16.0741 | 3.0075 | 386.8641 | -15.6054 | 3.5209 | 0 | 0 | 0 | 0 | 0.061469 | 0.074399 | #N/A | #N/A
B1 | QC.171.B1 | QC | QC.2.B1 | QUAD | 0.3 | 0.1724 | 0 | 0 | 0 | 143.4894 | 0 | 0 | 171.8852 | 0 | 0 | 0 | 0.5 | 277.4362 | 31.7586 | 3.008 | 435.4539 | -89.9447 | 3.5212 | 0 | 0 | 0 | 0 | 0.063004 | 0.078933 | 0.022 | 0.022
B1 | CXC.172.B1 | CXC | CXC.1.B1 | HKIC | 0.1 | 0 | 0 | 0 | 0 | 143.7394 | 0 | 0 | 172.1352 | 0 | 0 | 0 | 0.5 | 267.9905 | 31.2127 | 3.0081 | 462.8554 | -92.7318 | 3.5213 | 0 | 0 | 0 | 0 | 0.061923 | 0.081379 | 0.017 | 0.017
B1 | BPM.172.B1 | BPM | BPM.2.B1 | MONI | 0 | 0 | 0 | 0 | 0 | 143.8894 | 0 | 0 | 172.2852 | 0 | 0 | 0 | 0.5 | 261.7843 | 30.8488 | 3.0081 | 481.5875 | -94.5898 | 3.5213 | 0 | 0 | 0 | 0 | 0.061201 | 0.083009 | 0.022 | 0.022
B1 | FTK.172.B1 | FTK | FTK.1.B1 | VKIC | 0.6 | 0 | 0 | 0 | 0 | 144.2894 | 0 | 0 | 172.6852 | 0 | 0 | 0 | 0.5 | 220.3791 | 28.3015 | 3.0086 | 623.1178 | -107.5963 | 3.5215 | 0 | 0 | 0 | 0 | 0.056153 | 0.094422 | #N/A | #N/A
B1 | LFS.173.B1 | LFS | LFS.2.B1 | LCAV | 1 | 0 | 0 | 1300000000 | 0 | 145.0894 | 0 | 0 | 173.4852 | 0 | 0 | 0 | 0.5 | 167.4153 | 24.6624 | 3.0094 | 856.8912 | -126.177 | 3.5218 | 0 | 0 | 0 | 0 | 0.048943 | 0.11073 | #N/A | #N/A
B1 | QC.174.B1 | QC | QC.3.B1 | QUAD | 0.3 | -0.2311 | 0 | 0 | 0 | 145.7394 | 0 | 0 | 174.1352 | 0 | 0 | 0 | 0.5 | 164.1359 | -13.4799 | 3.0097 | 872.7386 | 74.5787 | 3.5218 | 0 | 0 | 0 | 0 | 0.048461 | 0.11175 | 0.022 | 0.022
B1 | CYC.174.B1 | CYC | CYC.2.B1 | VKIC | 0.1 | 0 | 0 | 0 | 0 | 145.9894 | 0 | 0 | 174.3852 | 0 | 0 | 0 | 0.5 | 168.205 | -13.6469 | 3.0099 | 850.5085 | 73.6225 | 3.5218 | 0 | 0 | 0 | 0 | 0.049058 | 0.11031 | 0.017 | 0.017
B1 | FTK.174.B1 | FTK | FTK.2.B1 | HKIC | 0.6 | 0 | 0 | 0 | 0 | 146.3894 | 0 | 0 | 174.7852 | 0 | 0 | 0 | 0.5 | 186.4162 | -14.3704 | 3.0104 | 757.4923 | 69.4793 | 3.522 | 0 | 0 | 0 | 0 | 0.051645 | 0.10411 | #N/A | #N/A
B1 | QC.175.B1 | QC | QC.4.B1 | QUAD | 0.3 | 0.0592 | 0 | 0 | 0 | 146.8394 | 0 | 0 | 175.2352 | 0 | 0 | 0 | 0.5 | 191.7459 | -3.2897 | 3.0107 | 729.4166 | 24.6594 | 3.522 | 0 | 0 | 0 | 0 | 0.052378 | 0.10216 | 0.022 | 0.022
B1 | CXC.175.B1 | CXC | CXC.2.B1 | HKIC | 0.1 | 0 | 0 | 0 | 0 | 147.0894 | 0 | 0 | 175.4852 | 0 | 0 | 0 | 0.5 | 192.7342 | -3.2989 | 3.0108 | 722.0376 | 24.5342 | 3.5221 | 0 | 0 | 0 | 0 | 0.052513 | 0.10164 | 0.017 | 0.017
B1 | OTR.175.B1 | OTR | OTR.1.B1 | INSTR | 0 | 0 | 0 | 0 | 0 | 147.2894 | 0 | 0 | 175.6852 | 0 | 0 | 0 | 0.5 | 193.7252 | -3.3082 | 3.0109 | 714.6961 | 24.4089 | 3.5221 | 0 | 0 | 0 | 0 | 0.052648 | 0.10112 | 0.017 | 0.017
B1 | BPM.175.B1 | BPM | BPM.3.B1 | MONI | 0 | 0 | 0 | 0 | 0 | 147.5394 | 0 | 0 | 175.9352 | 0 | 0 | 0 | 0.5 | 195.3832 | -3.3236 | 3.0111 | 702.5438 | 24.2002 | 3.5222 | 0 | 0 | 0 | 0 | 0.052873 | 0.10026 | 0.022 | 0.022
B1 | BAM.176.B1 | BAM | BAM.1.B1 | INSTR | 0 | 0 | 0 | 0 | 0 | 147.6394 | 0 | 0 | 176.0352 | 0 | 0 | 0 | 0.5 | 196.0485 | -3.3298 | 3.0112 | 697.7121 | 24.1167 | 3.5222 | 0 | 0 | 0 | 0 | 0.052963 | 0.099914 | 0.017 | 0.017
B1 | UEND.176.B1 | UEND | _ | MARK | 0 | 0 | 0 | 0 | 0 | 147.8394 | 0 | 0 | 176.2352 | 0 | 0 | 0 | 0.5 | 197.3829 | -3.3421 | 3.0114 | 688.0989 | 23.9496 | 3.5222 | 0 | 0 | 0 | 0 | 0.053143 | 0.099224 | #N/A | #N/A
B1 | MSTART.176.B1 | MSTART | _ | MARK | 0 | 0 | 0 | 0 | 0 | 147.8394 | 0 | 0 | 176.2352 | 0 | 0 | 0 | 0.5 | 197.3829 | -3.3421 | 3.0114 | 688.0989 | 23.9496 | 3.5222 | 0 | 0 | 0 | 0 | 0.053143 | 0.099224 | #N/A | #N/A
B1 | BA.176.B1 | BA | BA.1.B1 | SBEN | 0.3003 | 0.0742 | 0 | 0.074176 | 1.5708 | 148.0895 | 0 | -0.0056 | 176.4852 | -0.037088 | 0 | 0 | 0.5 | 200.0683 | 0.3059 | 3.0117 | 665.3593 | 23.6149 | 3.5223 | 0 | 0 | 0.0111 | 0.0743 | 0.053503 | 0.097903 | 0.017 | 0.017
B1 | BA.185.B1 | BA | BA.1.B1 | SBEN | 0.3003 | -0.0742 | -0.074176 | 0 | 1.5708 | 157.3144 | 0 | -0.6781 | 185.6852 | -0.037088 | 0 | 0 | 0.5 | 192.7455 | 3.8134 | 3.0191 | 302.8218 | 15.8703 | 3.5256 | 0 | 0 | 0.6874 | 0 | 0.052515 | 0.086446 | 0.017 | 0.017
B1 | BPM.187.B1 | BPM | _ | MONI | 0 | 0 | 0 | 0 | 0 | 159.1145 | 0 | -0.6836 | 187.4852 | 0 | 0 | 0 | 0.5 | 180.3807 | 3.6804 | 3.0206 | 252.7232 | 14.4925 | 3.5265 | 0 | 0 | 0.6874 | 0 | 0.050802 | 0.080755 | 0.022 | 0.022
B1 | BA.189.B1 | BA | BA.1.B1 | SBEN | 0.3003 | -0.0742 | 0 | -0.074176 | 1.5708 | 160.9146 | 0 | -0.6781 | 189.2852 | 0.037088 | 0 | 0 | 0.5 | 166.3319 | 6.5765 | 3.0223 | 198.2615 | 12.8635 | 3.5279 | 0 | 0 | 0.6743 | -0.0743 | 0.048784 | 0.07349 | 0.017 | 0.017
B1 | BA.198.B1 | BA | BA.1.B1 | SBEN | 0.3003 | 0.0742 | 0.074176 | 0 | 1.5708 | 170.1394 | 0 | -0.0056 | 198.4852 | 0.037088 | 0 | 0 | 0.5 | 66.8794 | 5.3565 | 3.0362 | 32.5766 | 5.1188 | 3.5463 | 0 | 0 | 0 | 0 | 0.030934 | 0.021589 | 0.017 | 0.017
B1 | MEND.198.B1 | MEND | _ | MARK | 0 | 0 | 0 | 0 | 0 | 170.3896 | 0 | 0 | 198.7352 | 0 | 0 | 0 | 0.5 | 65.8125 | 5.3121 | 3.0364 | 31.5611 | 5.0353 | 3.5468 | 0 | 0 | 0 | 0 | 0.030686 | 0.02125 | #N/A | #N/A
B1 | DSTART.198.B1 | DSTART | _ | MARK | 0 | 0 | 0 | 0 | 0 | 170.3896 | 0 | 0 | 198.7352 | 0 | 0 | 0 | 0.5 | 65.8125 | 5.3121 | 3.0364 | 31.5611 | 5.0353 | 3.5468 | 0 | 0 | 0 | 0 | 0.030686 | 0.02125 | #N/A | #N/A
B1 | BAM.199.B1 | BAM | BAM.2.B1 | INSTR | 0 | 0 | 0 | 0 | 0 | 170.6896 | 0 | 0 | 199.0352 | 0 | 0 | 0 | 0.5 | 62.6652 | 5.1789 | 3.0372 | 28.6151 | 4.7848 | 3.5484 | 0 | 0 | 0 | 0 | 0.029944 | 0.020234 | 0.017 | 0.017
B1 | TOR.199.B1 | TOR | TOR.2.B1 | INSTR | 0 | 0 | 0 | 0 | 0 | 170.8396 | 0 | 0 | 199.1852 | 0 | 0 | 0 | 0.5 | 61.1216 | 5.1123 | 3.0376 | 27.1984 | 4.6596 | 3.5492 | 0 | 0 | 0 | 0 | 0.029572 | 0.019727 | 0.017 | 0.017
B1 | CYC.199.B1 | CYC | CYC.3.B1 | VKIC | 0.1 | 0 | 0 | 0 | 0 | 171.0396 | 0 | 0 | 199.3852 | 0 | 0 | 0 | 0.5 | 58.5932 | 5.0013 | 3.0382 | 24.9208 | 4.4508 | 3.5508 | 0 | 0 | 0 | 0 | 0.028954 | 0.018883 | 0.017 | 0.017
B1 | BPM.200.B1 | BPM | BPM.4.B1 | MONI | 0 | 0 | 0 | 0 | 0 | 172.1896 | 0 | 0 | 200.5352 | 0 | 0 | 0 | 0.5 | 48.1275 | 4.5129 | 3.0415 | 16.1394 | 3.5323 | 3.5595 | 0 | 0 | 0 | 0 | 0.026241 | 0.015196 | 0.022 | 0.022
B1 | QC.200.B1 | QC | QC.5.B1 | QUAD | 0.3 | -0.2941 | 0 | 0 | 0 | 172.4396 | 0 | 0 | 200.7852 | 0 | 0 | 0 | 0.5 | 48.7201 | -9.5831 | 3.0429 | 12.2418 | 6.9009 | 3.5639 | 0 | 0 | 0 | 0 | 0.026402 | 0.013235 | 0.022 | 0.022
B1 | CXC.201.B1 | CXC | CXC.3.B1 | HKIC | 0.1 | 0 | 0 | 0 | 0 | 172.7396 | 0 | 0 | 201.0852 | 0 | 0 | 0 | 0.5 | 52.6296 | -9.9642 | 3.0435 | 9.6403 | 6.1065 | 3.5668 | 0 | 0 | 0 | 0 | 0.027441 | 0.011745 | 0.017 | 0.017
B1 | OTR.202.B1 | OTR | OTR.2.B1 | INSTR | 0 | 0 | 0 | 0 | 0 | 173.8396 | 0 | 0 | 202.1852 | 0 | 0 | 0 | 0.5 | 75.6552 | -11.9649 | 3.0462 | 1.1955 | 1.9361 | 3.6169 | 0 | 0 | 0 | 0 | 0.032901 | 0.0041358 | 0.017 | 0.017
B1 | BPM.202.B1 | BPM | BPM.5.B1 | MONI | 0 | 0 | 0 | 0 | 0 | 174.0896 | 0 | 0 | 202.4352 | 0 | 0 | 0 | 0.5 | 81.7567 | -12.4413 | 3.0467 | 0.4757 | 0.9431 | 3.6707 | 0 | 0 | 0 | 0 | 0.034202 | 0.0026089 | 0.022 | 0.022
B1 | QC.202.B1 | QC | QC.6.B1 | QUAD | 0.3 | 0.2232 | 0 | 0 | 0 | 174.3396 | 0 | 0 | 202.6852 | 0 | 0 | 0 | 0.5 | 86.1603 | 6.4525 | 3.0474 | 0.3723 | -0.701 | 3.8793 | 0 | 0 | 0 | 0 | 0.035111 | 0.002308 | 0.022 | 0.022
B1 | TDS.203.B1 | TDS | _ | LCAV | 0.6 | 0 | 0 | 2800 | 0 | 174.9896 | 0 | 0 | 203.3352 | 0 | 0 | 0 | 0.5 | 76.153 | 6.0567 | 3.049 | 4.0575 | -3.9055 | 3.9921 | 0 | 0 | 0 | 0 | 0.033009 | 0.0076194 | 0.017 | 0.017
B1 | MTDS.203.B1 | MTDS | _ | MARK | 0 | 0 | 0 | 0 | 0 | 175.2896 | 0 | 0 | 203.6352 | 0 | 0 | 0 | 0.5 | 76.153 | 6.0567 | 3.049 | 4.0575 | -3.9055 | 3.9921 | 0 | 0 | 0 | 0 | 0.033009 | 0.0076194 | #N/A | #N/A
B1 | TDS.203.B1 | TDS | _ | LCAV | 0.6 | 0 | 0 | 2800 | 0 | 175.5896 | 0 | 0 | 203.9352 | 0 | 0 | 0 | 0.5 | 69.0632 | 5.7598 | 3.0503 | 10.1861 | -6.3089 | 4.007 | 0 | 0 | 0 | 0 | 0.031435 | 0.012072 | 0.017 | 0.017
B1 | QC.204.B1 | QC | QC.7.B1 | QUAD | 0.3 | 0.3231 | 0 | 0 | 0 | 176.2396 | 0 | 0 | 204.5852 | 0 | 0 | 0 | 0.5 | 57.3752 | 24.6662 | 3.0515 | 19.0774 | -14.2459 | 4.0129 | 0 | 0 | 0 | 0 | 0.028652 | 0.016521 | 0.022 | 0.022
B1 | BPM.204.B1 | BPM | BPM.6.B1 | MONI | 0 | 0 | 0 | 0 | 0 | 176.4896 | 0 | 0 | 204.8352 | 0 | 0 | 0 | 0.5 | 52.5481 | 23.6041 | 3.0518 | 22.0335 | -15.315 | 4.0136 | 0 | 0 | 0 | 0 | 0.02742 | 0.017755 | 0.022 | 0.022
B1 | CXC.205.B1 | CXC | CXC.4.B1 | HKIC | 0.1 | 0 | 0 | 0 | 0 | 176.7396 | 0 | 0 | 205.0852 | 0 | 0 | 0 | 0.5 | 39.3416 | 20.4176 | 3.0529 | 32.1846 | -18.5221 | 4.0154 | 0 | 0 | 0 | 0 | 0.023726 | 0.021459 | 0.017 | 0.017
B1 | QC.205.B1 | QC | QC.8.B1 | QUAD | 0.3 | -0.3446 | 0 | 0 | 0 | 177.4396 | 0 | 0 | 205.7852 | 0 | 0 | 0 | 0.5 | 15.1761 | 6.9686 | 3.0583 | 62.3311 | -4.9364 | 4.0182 | 0 | 0 | 0 | 0 | 0.014736 | 0.029864 | 0.022 | 0.022
B1 | CYC.206.B1 | CYC | CYC.4.B1 | VKIC | 0.1 | 0 | 0 | 0 | 0 | 177.7396 | 0 | 0 | 206.0852 | 0 | 0 | 0 | 0.5 | 12.5193 | 6.3154 | 3.0606 | 64.3219 | -5.0178 | 4.0187 | 0 | 0 | 0 | 0 | 0.013384 | 0.030337 | 0.017 | 0.017
B1 | BPM.206.B1 | BPM | BPM.7.B1 | MONI | 0 | 0 | 0 | 0 | 0 | 178.3896 | 0 | 0 | 206.7352 | 0 | 0 | 0 | 0.5 | 6.1164 | 4.356 | 3.0715 | 70.4898 | -5.262 | 4.0201 | 0 | 0 | 0 | 0 | 0.0093549 | 0.031758 | 0.022 | 0.022
B1 | QC.206.B1 | QC | QC.9.B1 | QUAD | 0.3 | -0.1465 | 0 | 0 | 0 | 178.6396 | 0 | 0 | 206.9852 | 0 | 0 | 0 | 0.5 | 3.3224 | 2.584 | 3.0858 | 71.5724 | 5.2169 | 4.021 | 0 | 0 | 0 | 0 | 0.0068947 | 0.032001 | 0.022 | 0.022
B1 | CXC.207.B1 | CXC | CXC.5.B1 | HKIC | 0.1 | 0 | 0 | 0 | 0 | 178.9396 | 0 | 0 | 207.2852 | 0 | 0 | 0 | 0.5 | 2.3813 | 2.1219 | 3.0971 | 69.5014 | 5.1381 | 4.0214 | 0 | 0 | 0 | 0 | 0.0058371 | 0.031535 | 0.017 | 0.017
B1 | OTR.207.B1 | OTR | OTR.3.B1 | INSTR | 0 | 0 | 0 | 0 | 0 | 179.5896 | 0 | 0 | 207.9352 | 0 | 0 | 0 | 0.5 | 0.6669 | 0.7355 | 3.1761 | 63.4776 | 4.9015 | 4.0229 | 0 | 0 | 0 | 0 | 0.003089 | 0.030137 | 0.017 | 0.017
B1 | BPM.208.B1 | BPM | BPM.8.B1 | MONI | 0 | 0 | 0 | 0 | 0 | 180.2896 | 0 | 0 | 208.6352 | 0 | 0 | 0 | 0.5 | 0.7694 | -0.882 | 3.3921 | 56.8087 | 4.6256 | 4.0247 | 0 | 0 | 0 | 0 | 0.0033179 | 0.02851 | 0.022 | 0.022
B1 | QC.208.B1 | QC | QC.10.B1 | QUAD | 0.3 | 0.1306 | 0 | 0 | 0 | 180.5396 | 0 | 0 | 208.8852 | 0 | 0 | 0 | 0.5 | 1.7873 | -1.579 | 3.4469 | 55.3176 | -2.6617 | 4.0259 | 0 | 0 | 0 | 0 | 0.0050569 | 0.028133 | 0.022 | 0.022
B1 | CYC.209.B1 | CYC | CYC.5.B1 | VKIC | 0.1 | 0 | 0 | 0 | 0 | 180.8396 | 0 | 0 | 209.1852 | 0 | 0 | 0 | 0.5 | 2.497 | -1.9698 | 3.462 | 56.3881 | -2.6909 | 4.0264 | 0 | 0 | 0 | 0 | 0.0059772 | 0.028404 | 0.017 | 0.017
B1 | BPM.210.B1 | BPM | BPM.9.B1 | MONI | 0 | 0 | 0 | 0 | 0 | 182.1896 | 0 | 0 | 210.5352 | 0 | 0 | 0 | 0.5 | 10.9216 | -4.5106 | 3.502 | 63.6315 | -2.8809 | 4.0299 | 0 | 0 | 0 | 0 | 0.012501 | 0.030173 | 0.022 | 0.022
B1 | QC.210.B1 | QC | QC.11.B1 | QUAD | 0.3 | -0.4042 | 0 | 0 | 0 | 182.4396 | 0 | 0 | 210.7852 | 0 | 0 | 0 | 0.5 | 16.5789 | -11.7121 | 3.5069 | 58.3464 | 21.6418 | 4.0309 | 0 | 0 | 0 | 0 | 0.015402 | 0.028893 | 0.022 | 0.022
B1 | VK.211.B1 | VK | VK.1.B1 | VKIC | 0.65 | 0 | 0 | 0 | 0 | 182.9146 | 0 | 0 | 211.2602 | 0 | 0 | 0 | 0.5 | 35.3258 | -17.1293 | 3.5112 | 33.6109 | 16.4129 | 4.0332 | 0 | 0 | 0 | 0 | 0.022482 | 0.02193 | 0.017 | 0.017
B1 | OTR.211.B1 | OTR | OTR.4.B1 | INSTR | 0 | 0 | 0 | 0 | 0 | 183.3896 | 0 | 0 | 211.7352 | 0 | 0 | 0 | 0.5 | 40.6521 | -18.3795 | 3.5118 | 28.868 | 15.2062 | 4.034 | 0 | 0 | 0 | 0 | 0.024117 | 0.020323 | 0.017 | 0.017
B1 | CXC.212.B1 | CXC | CXC.6.B1 | HKIC | 0.1 | 0 | 0 | 0 | 0 | 183.6896 | 0 | 0 | 212.0352 | 0 | 0 | 0 | 0.5 | 54.5387 | -21.2964 | 3.513 | 19.2091 | 12.3906 | 4.0364 | 0 | 0 | 0 | 0 | 0.027935 | 0.016578 | 0.017 | 0.017
B1 | BPM.212.B1 | BPM | BPM.10.B1 | MONI | 0 | 0 | 0 | 0 | 0 | 184.0896 | 0 | 0 | 212.4352 | 0 | 0 | 0 | 0.5 | 70.4671 | -24.2134 | 3.5139 | 11.5211 | 9.5751 | 4.0401 | 0 | 0 | 0 | 0 | 0.031753 | 0.012839 | 0.022 | 0.022
B1 | QC.212.B1 | QC | QC.12.B1 | QUAD | 0.3 | 0.4505 | 0 | 0 | 0 | 184.3396 | 0 | 0 | 212.6852 | 0 | 0 | 0 | 0.5 | 80.0818 | 10.1286 | 3.5147 | 6.0635 | 3.8456 | 4.048 | 0 | 0 | 0 | 0 | 0.03385 | 0.0093143 | 0.022 | 0.022
B1 | CYC.212.B1 | CYC | CYC.6.B1 | VKIC | 0.1 | 0 | 0 | 0 | 0 | 184.6396 | 0 | 0 | 212.9852 | 0 | 0 | 0 | 0.5 | 76.0821 | 9.8699 | 3.5151 | 4.6294 | 3.3248 | 4.054 | 0 | 0 | 0 | 0 | 0.032994 | 0.0081386 | 0.017 | 0.017
B1 | OTR.213.B1 | OTR | OTR.5.B1 | INSTR | 0 | 0 | 0 | 0 | 0 | 185.2896 | 0 | 0 | 213.6352 | 0 | 0 | 0 | 0.5 | 64.7039 | 9.0938 | 3.5165 | 1.577 | 1.7625 | 4.0896 | 0 | 0 | 0 | 0 | 0.030427 | 0.0047501 | 0.017 | 0.017
B1 | BPM.214.B1 | BPM | BPM.11.B1 | MONI | 0 | 0 | 0 | 0 | 0 | 185.9896 | 0 | 0 | 214.3352 | 0 | 0 | 0 | 0.5 | 52.6064 | 8.1883 | 3.5184 | 0.3854 | -0.0602 | 4.2671 | 0 | 0 | 0 | 0 | 0.027435 | 0.0023483 | 0.022 | 0.022
B1 | QC.214.B1 | QC | QC.13.B1 | QUAD | 0.3 | -0.6167 | 0 | 0 | 0 | 186.2396 | 0 | 0 | 214.5852 | 0 | 0 | 0 | 0.5 | 55.6788 | -24.6697 | 3.5196 | 0.7396 | -0.6673 | 4.3939 | 0 | 0 | 0 | 0 | 0.028225 | 0.003253 | 0.022 | 0.022
B1 | VK.215.B1 | VK | VK.2.B1 | VKIC | 0.65 | 0 | 0 | 0 | 0 | 186.7146 | 0 | 0 | 215.0602 | 0 | 0 | 0 | 0.5 | 92.3751 | -31.7862 | 3.5211 | 2.4328 | -1.9375 | 4.4744 | 0 | 0 | 0 | 0 | 0.036355 | 0.0058999 | 0.017 | 0.017
B1 | OTR.215.B1 | OTR | OTR.6.B1 | INSTR | 0 | 0 | 0 | 0 | 0 | 187.1896 | 0 | 0 | 215.5352 | 0 | 0 | 0 | 0.5 | 102.1573 | -33.4285 | 3.5213 | 3.058 | -2.2306 | 4.4831 | 0 | 0 | 0 | 0 | 0.038232 | 0.0066147 | 0.017 | 0.017
B1 | CXC.215.B1 | CXC | CXC.7.B1 | HKIC | 0.1 | 0 | 0 | 0 | 0 | 187.4896 | 0 | 0 | 215.8352 | 0 | 0 | 0 | 0.5 | 126.8984 | -37.2604 | 3.5218 | 4.8588 | -2.9145 | 4.4976 | 0 | 0 | 0 | 0 | 0.042611 | 0.0083378 | 0.017 | 0.017
B1 | BPM.216.B1 | BPM | BPM.12.B1 | MONI | 0 | 0 | 0 | 0 | 0 | 187.8896 | 0 | 0 | 216.2352 | 0 | 0 | 0 | 0.5 | 154.3219 | -41.0923 | 3.5222 | 7.1383 | -3.5985 | 4.5071 | 0 | 0 | 0 | 0 | 0.04699 | 0.010106 | 0.022 | 0.022
B1 | QC.216.B1 | QC | QC.12.B1 | QUAD | 0.3 | 0.4505 | 0 | 0 | 0 | 188.1396 | 0 | 0 | 216.4852 | 0 | 0 | 0 | 0.5 | 165.6747 | 32.5625 | 3.5226 | 11.662 | -9.3842 | 4.5143 | 0 | 0 | 0 | 0 | 0.048688 | 0.012917 | 0.022 | 0.022
B1 | CYC.216.B1 | CYC | CYC.7.B1 | VKIC | 0.1 | 0 | 0 | 0 | 0 | 188.4396 | 0 | 0 | 216.7852 | 0 | 0 | 0 | 0.5 | 152.906 | 31.2813 | 3.5228 | 15.7211 | -10.9116 | 4.5166 | 0 | 0 | 0 | 0 | 0.046774 | 0.014998 | 0.017 | 0.017
B1 | OTR.217.B1 | OTR | OTR.7.B1 | INSTR | 0 | 0 | 0 | 0 | 0 | 189.0896 | 0 | 0 | 217.4352 | 0 | 0 | 0 | 0.5 | 117.6746 | 27.4377 | 3.5235 | 31.5643 | -15.4938 | 4.5209 | 0 | 0 | 0 | 0 | 0.041033 | 0.021251 | 0.017 | 0.017
B1 | BPM.218.B1 | BPM | BPM.13.B1 | MONI | 0 | 0 | 0 | 0 | 0 | 189.7896 | 0 | 0 | 218.1352 | 0 | 0 | 0 | 0.5 | 82.4008 | 22.9535 | 3.5246 | 56.9977 | -20.8397 | 4.5235 | 0 | 0 | 0 | 0 | 0.034336 | 0.028557 | 0.022 | 0.022
B1 | QC.218.B1 | QC | QC.13.B1 | QUAD | 0.3 | -0.6167 | 0 | 0 | 0 | 190.0396 | 0 | 0 | 218.3852 | 0 | 0 | 0 | 0.5 | 78.7031 | -25.2442 | 3.5255 | 62.6617 | 17.1667 | 4.5246 | 0 | 0 | 0 | 0 | 0.033557 | 0.029943 | 0.022 | 0.022
B1 | CXC.218.B1 | CXC | CXC.8.B1 | HKIC | 0.1 | 0 | 0 | 0 | 0 | 190.3396 | 0 | 0 | 218.6852 | 0 | 0 | 0 | 0.5 | 89.1252 | -26.8662 | 3.5258 | 55.9838 | 16.2229 | 4.5251 | 0 | 0 | 0 | 0 | 0.03571 | 0.028302 | 0.017 | 0.017
B1 | OTR.219.B1 | OTR | OTR.8.B1 | INSTR | 0 | 0 | 0 | 0 | 0 | 190.9896 | 0 | 0 | 219.3352 | 0 | 0 | 0 | 0.5 | 124.2841 | -31.7321 | 3.5268 | 38.2151 | 13.3915 | 4.5272 | 0 | 0 | 0 | 0 | 0.042169 | 0.023383 | 0.017 | 0.017
B1 | BPM.220.B1 | BPM | BPM.14.B1 | MONI | 0 | 0 | 0 | 0 | 0 | 191.6896 | 0 | 0 | 220.0352 | 0 | 0 | 0 | 0.5 | 172.6829 | -37.409 | 3.5275 | 21.7792 | 10.0883 | 4.531 | 0 | 0 | 0 | 0 | 0.049707 | 0.017653 | 0.022 | 0.022
B1 | QC.220.B1 | QC | QC.14.B1 | QUAD | 0.3 | -0.0288 | 0 | 0 | 0 | 191.9396 | 0 | 0 | 220.2852 | 0 | 0 | 0 | 0.5 | 205.6045 | -46.5526 | 3.5279 | 14.3249 | 8.6106 | 4.5346 | 0 | 0 | 0 | 0 | 0.054238 | 0.014316 | 0.022 | 0.022
B1 | CYC.220.B1 | CYC | CYC.8.B1 | VKIC | 0.1 | 0 | 0 | 0 | 0 | 192.2396 | 0 | 0 | 220.5852 | 0 | 0 | 0 | 0.5 | 224.6474 | -48.6617 | 3.528 | 11.0904 | 7.5615 | 4.5371 | 0 | 0 | 0 | 0 | 0.056694 | 0.012597 | 0.017 | 0.017
B1 | BPM.221.B1 | BPM | BPM.15.B1 | MONI | 0 | 0 | 0 | 0 | 0 | 193.1896 | 0 | 0 | 221.5352 | 0 | 0 | 0 | 0.5 | 320.78 | -58.1524 | 3.5285 | 1.7287 | 2.8405 | 4.5701 | 0 | 0 | 0 | 0 | 0.067747 | 0.0049734 | 0.022 | 0.022
B1 | QC.221.B1 | QC | QC.15.B1 | QUAD | 0.3 | -0.227 | 0 | 0 | 0 | 193.4396 | 0 | 0 | 221.7852 | 0 | 0 | 0 | 0.5 | 393.808 | -149.7165 | 3.5287 | 0.2665 | 0.7674 | 4.6684 | 0 | 0 | 0 | 0 | 0.075064 | 0.0019527 | 0.022 | 0.022
B1 | CXC.222.B1 | CXC | CXC.9.B1 | HKIC | 0.1 | 0 | 0 | 0 | 0 | 193.7396 | 0 | 0 | 222.0852 | 0 | 0 | 0 | 0.5 | 455.9714 | -161.1008 | 3.5288 | 0.198 | -0.4249 | 4.8366 | 0 | 0 | 0 | 0 | 0.080772 | 0.0016831 | 0.017 | 0.017
B1 | BPM.223.B1 | BPM | BPM.16.B1 | MONI | 0 | 0 | 0 | 0 | 0 | 194.6896 | 0 | 0 | 223.0352 | 0 | 0 | 0 | 0.5 | 792.059 | -212.3299 | 3.529 | 5.792 | -5.7905 | 4.9954 | 0 | 0 | 0 | 0 | 0.10646 | 0.0091034 | 0.022 | 0.022
B1 | QC.223.B1 | QC | QC.16.B1 | QUAD | 0.3 | 0.3803 | 0 | 0 | 0 | 194.9396 | 0 | 0 | 223.2852 | 0 | 0 | 0 | 0.5 | 869.4158 | 108.0004 | 3.5291 | 12.5277 | -12.7008 | 5.0031 | 0 | 0 | 0 | 0 | 0.11153 | 0.013388 | 0.022 | 0.022
B1 | CYC.223.B1 | CYC | CYC.9.B1 | VKIC | 0.1 | 0 | 0 | 0 | 0 | 195.2396 | 0 | 0 | 223.5852 | 0 | 0 | 0 | 0.5 | 826.7524 | 105.317 | 3.5291 | 18.1262 | -15.292 | 5.0052 | 0 | 0 | 0 | 0 | 0.10876 | 0.016104 | 0.017 | 0.017
B1 | DEND.224.B1 | DEND | _ | MARK | 0 | 0 | 0 | 0 | 0 | 195.8896 | 0 | 0 | 224.2352 | 0 | 0 | 0 | 0.5 | 705.2022 | 97.2667 | 3.5293 | 41.1408 | -23.0656 | 5.0087 | 0 | 0 | 0 | 0 | 0.10045 | 0.024262 | #N/A | #N/A
B1 | MSPEC.224.B1 | MSPEC | _ | MARK | 0 | 0 | 0 | 0 | 0 | 195.8896 | 0 | 0 | 224.2352 | 0 | 0 | 0 | 0.5 | 705.2022 | 97.2667 | 3.5293 | 41.1408 | -23.0656 | 5.0087 | 0 | 0 | 0 | 0 | 0.10045 | 0.024262 | #N/A | #N/A
B1 | DC.225.B1 | DC | DC.2.B1 | INSTR | 0 | 0 | 0 | 0 | 0 | 196.6896 | 0 | 0 | 225.0352 | 0 | 0 | 0 | 0.5 | 558.1624 | 86.533 | 3.5295 | 86.3377 | -33.4305 | 5.0108 | 0 | 0 | 0 | 0 | 0.089365 | 0.035147 | #N/A | #N/A
B1 | BPM.226.B1 | BPM | BPM.17.B1 | MONI | 0 | 0 | 0 | 0 | 0 | 198.2896 | 0 | 0 | 226.6352 | 0 | 0 | 0 | 0.5 | 315.6049 | 65.0655 | 3.5301 | 226.4828 | -54.1602 | 5.0126 | 0 | 0 | 0 | 0 | 0.067199 | 0.056926 | 0.022 | 0.022
B1 | QC.226.B1 | QC | QC.17.B1 | QUAD | 0.3 | -0.2294 | 0 | 0 | 0 | 198.5396 | 0 | 0 | 226.8852 | 0 | 0 | 0 | 0.5 | 285.2626 | -4.1834 | 3.5303 | 254.3839 | 0.2918 | 5.0129 | 0 | 0 | 0 | 0 | 0.063887 | 0.06033 | 0.022 | 0.022
B1 | TOR.227.B1 | TOR | TOR.3.B1 | INSTR | 0 | 0 | 0 | 0 | 0 | 198.7896 | 0 | 0 | 227.1352 | 0 | 0 | 0 | 0.5 | 286.0999 | -4.1899 | 3.5303 | 254.3256 | 0.2913 | 5.013 | 0 | 0 | 0 | 0 | 0.063981 | 0.060323 | 0.017 | 0.017
B1 | END.227.B1 | END | _ | MARK | 0 | 0 | 0 | 0 | 0 | 198.8896 | 0 | 0 | 227.2352 | 0 | 0 | 0 | 0.5 | 286.9386 | -4.1964 | 3.5304 | 254.2674 | 0.2909 | 5.013 | 0 | 0 | 0 | 0 | 0.064074 | 0.060316 | #N/A | #N/A
L2 | START.227.L2 | START | _ | MARK | 0 | 0 | 0 | 0 | 0 | 198.8896 | 0 | 0 | 227.2352 | 0 | 0 | 0 | 0.5 | 286.9386 | -4.1964 | 3.5304 | 254.2674 | 0.2909 | 5.013 | 0 | 0 | 0 | 0 | 0.064074 | 0.060316 | #N/A | #N/A
L2 | CFB.228.L2 | CFB | _ | CRYO | 2.478 | 0 | 0 | 0 | 0 | 200.1286 | 0 | 0 | 228.4742 | 0 | 0 | 0 | 0.5 | 308.1342 | -4.3571 | 3.5317 | 252.8518 | 0.2803 | 5.0146 | 0 | 0 | 0 | 0 | 0.066399 | 0.060148 | #N/A | #N/A
L2 | ACCSTART.229.L2 | ACCSTART | _ | MARK | 0 | 0 | 0 | 0 | 0 | 201.3676 | 0 | 0 | 229.7132 | 0 | 0 | 0 | 0.5 | 308.1342 | -4.3571 | 3.5317 | 252.8518 | 0.2803 | 5.0146 | 0 | 0 | 0 | 0 | 0.066399 | 0.060148 | #N/A | #N/A
L2 | CAV.230.L2 | CAV | _ | LCAV | 1.0377 | 15.625 | 0 | 1300 | 0 | 202.108 | 0 | 0 | 230.4536 | 0 | 0 | 0 | 0.5156 | 319.1353 | -4.366 | 3.5324 | 252.0921 | 0.3325 | 5.0154 | 0 | 0 | 0 | 0 | 0.066543 | 0.059142 | 0.032 | 0.032
L2 | CAV.231.L2 | CAV | _ | LCAV | 1.0377 | 15.625 | 0 | 1300 | 0 | 203.4916 | 0 | 0 | 231.8372 | 0 | 0 | 0 | 0.5312 | 331.2634 | -4.3818 | 3.533 | 251.1239 | 0.3803 | 5.0163 | 0 | 0 | 0 | 0 | 0.066793 | 0.058155 | 0.032 | 0.032
L2 | CAV.233.L2 | CAV | _ | LCAV | 1.0377 | 15.625 | 0 | 1300 | 0 | 204.8752 | 0 | 0 | 233.2208 | 0 | 0 | 0 | 0.5469 | 343.4333 | -4.3967 | 3.5337 | 250.0271 | 0.4246 | 5.0171 | 0 | 0 | 0 | 0 | 0.067026 | 0.057189 | 0.032 | 0.032
L2 | CAV.234.L2 | CAV | _ | LCAV | 1.0377 | 15.625 | 0 | 1300 | 0 | 206.2588 | 0 | 0 | 234.6044 | 0 | 0 | 0 | 0.5625 | 355.6425 | -4.4106 | 3.5343 | 248.8112 | 0.4657 | 5.018 | 0 | 0 | 0 | 0 | 0.067254 | 0.056253 | 0.032 | 0.032
L2 | CAV.235.L2 | CAV | _ | LCAV | 1.0377 | 15.625 | 0 | 1300 | 0 | 207.6424 | 0 | 0 | 235.988 | 0 | 0 | 0 | 0.5781 | 367.8885 | -4.4236 | 3.5349 | 247.4849 | 0.5037 | 5.0189 | 0 | 0 | 0 | 0 | 0.067473 | 0.055341 | 0.032 | 0.032
L2 | CAV.237.L2 | CAV | _ | LCAV | 1.0377 | 15.625 | 0 | 1300 | 0 | 209.026 | 0 | 0 | 237.3716 | 0 | 0 | 0 | 0.5937 | 380.1689 | -4.4358 | 3.5355 | 246.0566 | 0.5388 | 5.0198 | 0 | 0 | 0 | 0 | 0.067683 | 0.054451 | 0.032 | 0.032
L2 | CAV.238.L2 | CAV | _ | LCAV | 1.0377 | 15.625 | 0 | 1300 | 0 | 210.4096 | 0 | 0 | 238.7552 | 0 | 0 | 0 | 0.6094 | 392.4816 | -4.4473 | 3.5361 | 244.5339 | 0.5713 | 5.0207 | 0 | 0 | 0 | 0 | 0.067879 | 0.053579 | 0.032 | 0.032
L2 | CAV.240.L2 | CAV | _ | LCAV | 1.0377 | 15.625 | 0 | 1300 | 0 | 211.7932 | 0 | 0 | 240.1388 | 0 | 0 | 0 | 0.625 | 404.8246 | -4.458 | 3.5366 | 242.924 | 0.6013 | 5.0216 | 0 | 0 | 0 | 0 | 0.068072 | 0.052731 | 0.032 | 0.032
L2 | BPM.240.L2 | BPM | _ | MONI | 0 | 0 | 0 | 0 | 0 | 212.5914 | 0 | 0 | 240.937 | 0 | 0 | 0 | 0.625 | 407.3188 | -4.4724 | 3.5368 | 242.5885 | 0.5998 | 5.0218 | 0 | 0 | 0 | 0 | 0.068281 | 0.052695 | 0.022 | 0.022
L2 | Q.241.L2 | Q | Q.5.L2 | QUAD | 0.3 | 0.0691 | 0 | 0 | 0 | 212.8164 | 0 | 0 | 241.162 | 0 | 0 | 0 | 0.625 | 402.2449 | 23.4942 | 3.5369 | 247.1958 | -16.3648 | 5.022 | 0 | 0 | 0 | 0 | 0.067855 | 0.053193 | 0.037 | 0.037
L2 | CX.241.L2 | CX | _ | HKIC | 0 | 0 | 0 | 0 | 0 | 212.9664 | 0 | 0 | 241.312 | 0 | 0 | 0 | 0.625 | 402.2449 | 23.4942 | 3.5369 | 247.1958 | -16.3648 | 5.022 | 0 | 0 | 0 | 0 | 0.067855 | 0.053193 | 0.037 | 0.037
L2 | ACCEND.241.L2 | ACCEND | _ | MARK | 0 | 0 | 0 | 0 | 0 | 213.3588 | 0 | 0 | 241.7044 | 0 | 0 | 0 | 0.625 | 384.0183 | 22.9547 | 3.5371 | 260.2063 | -16.7915 | 5.0223 | 0 | 0 | 0 | 0 | 0.0663 | 0.054575 | #N/A | #N/A
L2 | ACCSTART.241.L2 | ACCSTART | _ | MARK | 0 | 0 | 0 | 0 | 0 | 213.3588 | 0 | 0 | 241.7044 | 0 | 0 | 0 | 0.625 | 384.0183 | 22.9547 | 3.5371 | 260.2063 | -16.7915 | 5.0223 | 0 | 0 | 0 | 0 | 0.0663 | 0.054575 | #N/A | #N/A
L2 | CAV.242.L2 | CAV | _ | LCAV | 1.0377 | 15.625 | 0 | 1300 | 0 | 214.0992 | 0 | 0 | 242.4448 | 0 | 0 | 0 | 0.6406 | 328.3319 | 21.2717 | 3.5376 | 304.1771 | -18.1163 | 5.023 | 0 | 0 | 0 | 0 | 0.060553 | 0.058283 | 0.032 | 0.032
L2 | CAV.243.L2 | CAV | _ | LCAV | 1.0377 | 15.625 | 0 | 1300 | 0 | 215.4828 | 0 | 0 | 243.8284 | 0 | 0 | 0 | 0.6562 | 272.0711 | 19.3987 | 3.5384 | 356.3302 | -19.5639 | 5.0237 | 0 | 0 | 0 | 0 | 0.054462 | 0.062328 | 0.032 | 0.032
L2 | CAV.245.L2 | CAV | _ | LCAV | 1.0377 | 15.625 | 0 | 1300 | 0 | 216.8664 | 0 | 0 | 245.212 | 0 | 0 | 0 | 0.6719 | 221.0134 | 17.5093 | 3.5393 | 412.4736 | -20.999 | 5.0242 | 0 | 0 | 0 | 0 | 0.04851 | 0.06627 | 0.032 | 0.032
L2 | CAV.246.L2 | CAV | _ | LCAV | 1.0377 | 15.625 | 0 | 1300 | 0 | 218.25 | 0 | 0 | 246.5956 | 0 | 0 | 0 | 0.6875 | 175.2009 | 15.6061 | 3.5404 | 472.5724 | -22.4214 | 5.0247 | 0 | 0 | 0 | 0 | 0.042698 | 0.070125 | 0.032 | 0.032
L2 | CAV.247.L2 | CAV | _ | LCAV | 1.0377 | 15.625 | 0 | 1300 | 0 | 219.6336 | 0 | 0 | 247.9792 | 0 | 0 | 0 | 0.7031 | 134.6696 | 13.6911 | 3.5418 | 536.5912 | -23.8309 | 5.0252 | 0 | 0 | 0 | 0 | 0.037017 | 0.07389 | 0.032 | 0.032
L2 | CAV.249.L2 | CAV | _ | LCAV | 1.0377 | 15.625 | 0 | 1300 | 0 | 221.0172 | 0 | 0 | 249.3628 | 0 | 0 | 0 | 0.7187 | 99.4492 | 11.7665 | 3.5437 | 604.4943 | -25.2275 | 5.0256 | 0 | 0 | 0 | 0 | 0.031463 | 0.077571 | 0.032 | 0.032
L2 | CAV.250.L2 | CAV | _ | LCAV | 1.0377 | 15.625 | 0 | 1300 | 0 | 222.4008 | 0 | 0 | 250.7464 | 0 | 0 | 0 | 0.7344 | 69.5643 | 9.8341 | 3.5464 | 676.246 | -26.6112 | 5.0259 | 0 | 0 | 0 | 0 | 0.026032 | 0.081163 | 0.032 | 0.032
L2 | CAV.252.L2 | CAV | _ | LCAV | 1.0377 | 15.625 | 0 | 1300 | 0 | 223.7844 | 0 | 0 | 252.13 | 0 | 0 | 0 | 0.75 | 45.0346 | 7.8955 | 3.5503 | 751.8103 | -27.9819 | 5.0262 | 0 | 0 | 0 | 0 | 0.020726 | 0.084683 | 0.032 | 0.032
L2 | BPM.252.L2 | BPM | _ | MONI | 0 | 0 | 0 | 0 | 0 | 224.5826 | 0 | 0 | 252.9282 | 0 | 0 | 0 | 0.75 | 40.7339 | 7.5026 | 3.5513 | 767.5223 | -28.2731 | 5.0263 | 0 | 0 | 0 | 0 | 0.019712 | 0.085564 | 0.022 | 0.022
L2 | Q.253.L2 | Q | Q.6.L2 | QUAD | 0.3 | -0.0709 | 0 | 0 | 0 | 224.8076 | 0 | 0 | 253.1532 | 0 | 0 | 0 | 0.75 | 36.0909 | 4.4378 | 3.5529 | 772.3364 | 26.4741 | 5.0263 | 0 | 0 | 0 | 0 | 0.018554 | 0.085832 | 0.037 | 0.037
L2 | CY.253.L2 | CY | _ | VKIC | 0 | 0 | 0 | 0 | 0 | 224.9576 | 0 | 0 | 253.3032 | 0 | 0 | 0 | 0.75 | 36.0909 | 4.4378 | 3.5529 | 772.3364 | 26.4741 | 5.0263 | 0 | 0 | 0 | 0 | 0.018554 | 0.085832 | 0.037 | 0.037
L2 | ACCEND.253.L2 | ACCEND | _ | MARK | 0 | 0 | 0 | 0 | 0 | 225.35 | 0 | 0 | 253.6956 | 0 | 0 | 0 | 0.75 | 32.6964 | 4.2128 | 3.5547 | 751.6994 | 26.1175 | 5.0264 | 0 | 0 | 0 | 0 | 0.01766 | 0.084677 | #N/A | #N/A
L2 | ACCSTART.253.L2 | ACCSTART | _ | MARK | 0 | 0 | 0 | 0 | 0 | 225.35 | 0 | 0 | 253.6956 | 0 | 0 | 0 | 0.75 | 32.6964 | 4.2128 | 3.5547 | 751.6994 | 26.1175 | 5.0264 | 0 | 0 | 0 | 0 | 0.01766 | 0.084677 | #N/A | #N/A
L2 | CAV.254.L2 | CAV | _ | LCAV | 1.0377 | 15.625 | 0 | 1300 | 0 | 226.0904 | 0 | 0 | 254.436 | 0 | 0 | 0 | 0.7656 | 22.9927 | 3.4931 | 3.562 | 687.2857 | 25.0434 | 5.0267 | 0 | 0 | 0 | 0 | 0.014658 | 0.080139 | 0.032 | 0.032
L2 | CAV.255.L2 | CAV | _ | LCAV | 1.0377 | 15.625 | 0 | 1300 | 0 | 227.474 | 0 | 0 | 255.8196 | 0 | 0 | 0 | 0.7812 | 14.4242 | 2.7 | 3.5741 | 619.6698 | 23.8398 | 5.027 | 0 | 0 | 0 | 0 | 0.011493 | 0.075331 | 0.032 | 0.032
L2 | CAV.257.L2 | CAV | _ | LCAV | 1.0377 | 15.625 | 0 | 1300 | 0 | 228.8576 | 0 | 0 | 257.2032 | 0 | 0 | 0 | 0.7969 | 8.0519 | 1.9056 | 3.5946 | 555.4029 | 22.621 | 5.0274 | 0 | 0 | 0 | 0 | 0.008502 | 0.070612 | 0.032 | 0.032
L2 | CAV.258.L2 | CAV | _ | LCAV | 1.0377 | 15.625 | 0 | 1300 | 0 | 230.2412 | 0 | 0 | 258.5868 | 0 | 0 | 0 | 0.8125 | 3.8795 | 1.1101 | 3.6344 | 494.525 | 21.3886 | 5.0278 | 0 | 0 | 0 | 0 | 0.0058445 | 0.065987 | 0.032 | 0.032
L2 | CAV.259.L2 | CAV | _ | LCAV | 1.0377 | 15.625 | 0 | 1300 | 0 | 231.6248 | 0 | 0 | 259.9704 | 0 | 0 | 0 | 0.8281 | 1.909 | 0.3141 | 3.7193 | 437.072 | 20.1441 | 5.0283 | 0 | 0 | 0 | 0 | 0.004061 | 0.061448 | 0.032 | 0.032
L2 | CAV.261.L2 | CAV | _ | LCAV | 1.0377 | 15.625 | 0 | 1300 | 0 | 233.0084 | 0 | 0 | 261.354 | 0 | 0 | 0 | 0.8437 | 2.1414 | -0.482 | 3.8393 | 383.0761 | 18.8886 | 5.0288 | 0 | 0 | 0 | 0 | 0.0042612 | 0.056993 | 0.032 | 0.032
L2 | CAV.262.L2 | CAV | _ | LCAV | 1.0377 | 15.625 | 0 | 1300 | 0 | 234.392 | 0 | 0 | 262.7376 | 0 | 0 | 0 | 0.8594 | 4.5767 | -1.2779 | 3.9121 | 332.5664 | 17.6233 | 5.0295 | 0 | 0 | 0 | 0 | 0.0061724 | 0.052616 | 0.032 | 0.032
L2 | CAV.264.L2 | CAV | _ | LCAV | 1.0377 | 15.625 | 0 | 1300 | 0 | 235.7756 | 0 | 0 | 264.1212 | 0 | 0 | 0 | 0.875 | 9.2137 | -2.0733 | 3.9463 | 285.5685 | 16.3493 | 5.0302 | 0 | 0 | 0 | 0 | 0.0086794 | 0.04832 | 0.032 | 0.032
L2 | BPM.264.L2 | BPM | _ | MONI | 0 | 0 | 0 | 0 | 0 | 236.5738 | 0 | 0 | 264.9194 | 0 | 0 | 0 | 0.875 | 10.4167 | -2.2339 | 3.9508 | 276.509 | 16.0869 | 5.0303 | 0 | 0 | 0 | 0 | 0.0092286 | 0.047547 | 0.022 | 0.022
L2 | Q.265.L2 | Q | Q.7.L2 | QUAD | 0.3 | 0.069 | 0 | 0 | 0 | 236.7988 | 0 | 0 | 265.1444 | 0 | 0 | 0 | 0.875 | 11.9327 | -1.6213 | 3.9562 | 270.1593 | -2.7858 | 5.0306 | 0 | 0 | 0 | 0 | 0.0098773 | 0.046998 | 0.037 | 0.037
L2 | CX.265.L2 | CX | _ | HKIC | 0 | 0 | 0 | 0 | 0 | 236.9488 | 0 | 0 | 265.2944 | 0 | 0 | 0 | 0.875 | 11.9327 | -1.6213 | 3.9562 | 270.1593 | -2.7858 | 5.0306 | 0 | 0 | 0 | 0 | 0.0098773 | 0.046998 | 0.037 | 0.037
L2 | ACCEND.265.L2 | ACCEND | _ | MARK | 0 | 0 | 0 | 0 | 0 | 237.3412 | 0 | 0 | 265.6868 | 0 | 0 | 0 | 0.875 | 13.2519 | -1.7406 | 3.9611 | 272.3505 | -2.7985 | 5.0308 | 0 | 0 | 0 | 0 | 0.010409 | 0.047188 | #N/A | #N/A
L2 | ACCSTART.265.L2 | ACCSTART | _ | MARK | 0 | 0 | 0 | 0 | 0 | 237.3412 | 0 | 0 | 265.6868 | 0 | 0 | 0 | 0.875 | 13.2519 | -1.7406 | 3.9611 | 272.3505 | -2.7985 | 5.0308 | 0 | 0 | 0 | 0 | 0.010409 | 0.047188 | #N/A | #N/A
L2 | CAV.266.L2 | CAV | _ | LCAV | 1.0377 | 15.625 | 0 | 1300 | 0 | 238.0816 | 0 | 0 | 266.4272 | 0 | 0 | 0 | 0.8906 | 18.1166 | -2.1221 | 3.9741 | 279.4284 | -2.8183 | 5.0315 | 0 | 0 | 0 | 0 | 0.012063 | 0.047377 | 0.032 | 0.032
L2 | CAV.267.L2 | CAV | _ | LCAV | 1.0377 | 15.625 | 0 | 1300 | 0 | 239.4652 | 0 | 0 | 267.8108 | 0 | 0 | 0 | 0.9062 | 24.5688 | -2.5407 | 3.9845 | 287.2666 | -2.8416 | 5.0323 | 0 | 0 | 0 | 0 | 0.013927 | 0.047622 | 0.032 | 0.032
L2 | CAV.269.L2 | CAV | _ | LCAV | 1.0377 | 15.625 | 0 | 1300 | 0 | 240.8488 | 0 | 0 | 269.1944 | 0 | 0 | 0 | 0.9219 | 32.178 | -2.9582 | 3.9924 | 295.1688 | -2.8645 | 5.033 | 0 | 0 | 0 | 0 | 0.015802 | 0.047859 | 0.032 | 0.032
L2 | CAV.270.L2 | CAV | _ | LCAV | 1.0377 | 15.625 | 0 | 1300 | 0 | 242.2324 | 0 | 0 | 270.578 | 0 | 0 | 0 | 0.9375 | 40.9414 | -3.3747 | 3.9984 | 303.1339 | -2.887 | 5.0338 | 0 | 0 | 0 | 0 | 0.017675 | 0.048096 | 0.032 | 0.032
L2 | CAV.271.L2 | CAV | _ | LCAV | 1.0377 | 15.625 | 0 | 1300 | 0 | 243.616 | 0 | 0 | 271.9616 | 0 | 0 | 0 | 0.9531 | 50.856 | -3.7901 | 4.0033 | 311.1606 | -2.9092 | 5.0345 | 0 | 0 | 0 | 0 | 0.019538 | 0.048328 | 0.032 | 0.032
L2 | CAV.273.L2 | CAV | _ | LCAV | 1.0377 | 15.625 | 0 | 1300 | 0 | 244.9996 | 0 | 0 | 273.3452 | 0 | 0 | 0 | 0.9687 | 61.9183 | -4.2042 | 4.0072 | 319.248 | -2.9309 | 5.0352 | 0 | 0 | 0 | 0 | 0.021384 | 0.048556 | 0.032 | 0.032
L2 | CAV.274.L2 | CAV | _ | LCAV | 1.0377 | 15.625 | 0 | 1300 | 0 | 246.3832 | 0 | 0 | 274.7288 | 0 | 0 | 0 | 0.9844 | 74.1249 | -4.6169 | 4.0104 | 327.395 | -2.9523 | 5.0359 | 0 | 0 | 0 | 0 | 0.02321 | 0.048778 | 0.032 | 0.032
L2 | CAV.276.L2 | CAV | _ | LCAV | 1.0377 | 15.625 | 0 | 1300 | 0 | 247.7668 | 0 | 0 | 276.1124 | 0 | 0 | 0 | 1 | 87.4719 | -5.0282 | 4.0132 | 335.6006 | -2.9733 | 5.0365 | 0 | 0 | 0 | 0 | 0.025015 | 0.048999 | 0.032 | 0.032
L2 | BPM.276.L2 | BPM | _ | MONI | 0 | 0 | 0 | 0 | 0 | 248.565 | 0 | 0 | 276.9106 | 0 | 0 | 0 | 1 | 90.3041 | -5.1121 | 4.0137 | 337.2637 | -2.9815 | 5.0367 | 0 | 0 | 0 | 0 | 0.025417 | 0.04912 | 0.022 | 0.022
L2 | Q.277.L2 | Q | Q.8.L2 | QUAD | 0.3 | -0.0691 | 0 | 0 | 0 | 248.79 | 0 | 0 | 277.1356 | 0 | 0 | 0 | 1 | 96.1241 | -11.8198 | 4.0143 | 332.528 | 20.1414 | 5.0369 | 0 | 0 | 0 | 0 | 0.026223 | 0.048774 | 0.037 | 0.037
L2 | CY.277.L2 | CY | _ | VKIC | 0 | 0 | 0 | 0 | 0 | 248.94 | 0 | 0 | 277.2856 | 0 | 0 | 0 | 1 | 96.1241 | -11.8198 | 4.0143 | 332.528 | 20.1414 | 5.0369 | 0 | 0 | 0 | 0 | 0.026223 | 0.048774 | 0.037 | 0.037
L2 | ACCEND.277.L2 | ACCEND | _ | MARK | 0 | 0 | 0 | 0 | 0 | 249.3324 | 0 | 0 | 277.678 | 0 | 0 | 0 | 1 | 105.6257 | -12.3942 | 4.0149 | 316.9093 | 19.6615 | 5.037 | 0 | 0 | 0 | 0 | 0.027489 | 0.047615 | #N/A | #N/A
L2 | ACCSTART.277.L2 | ACCSTART | _ | MARK | 0 | 0 | 0 | 0 | 0 | 249.3324 | 0 | 0 | 277.678 | 0 | 0 | 0 | 1 | 105.6257 | -12.3942 | 4.0149 | 316.9093 | 19.6615 | 5.037 | 0 | 0 | 0 | 0 | 0.027489 | 0.047615 | #N/A | #N/A
L2 | CAV.278.L2 | CAV | _ | LCAV | 1.0377 | 15.625 | 0 | 1300 | 0 | 250.0728 | 0 | 0 | 278.4184 | 0 | 0 | 0 | 1.0156 | 139.1552 | -14.2295 | 4.0166 | 269.3122 | 18.137 | 5.0377 | 0 | 0 | 0 | 0 | 0.031309 | 0.043555 | 0.032 | 0.032
L2 | CAV.279.L2 | CAV | _ | LCAV | 1.0377 | 15.625 | 0 | 1300 | 0 | 251.4564 | 0 | 0 | 279.802 | 0 | 0 | 0 | 1.0312 | 181.3205 | -16.2425 | 4.018 | 221.4553 | 16.4543 | 5.0386 | 0 | 0 | 0 | 0 | 0.035467 | 0.039196 | 0.032 | 0.032
L2 | CAV.281.L2 | CAV | _ | LCAV | 1.0377 | 15.625 | 0 | 1300 | 0 | 252.84 | 0 | 0 | 281.1856 | 0 | 0 | 0 | 1.0469 | 229.0505 | -18.2509 | 4.0191 | 178.2614 | 14.7662 | 5.0397 | 0 | 0 | 0 | 0 | 0.039563 | 0.034902 | 0.032 | 0.032
L2 | CAV.282.L2 | CAV | _ | LCAV | 1.0377 | 15.625 | 0 | 1300 | 0 | 254.2236 | 0 | 0 | 282.5692 | 0 | 0 | 0 | 1.0625 | 282.3318 | -20.2541 | 4.0199 | 139.7446 | 13.0734 | 5.0411 | 0 | 0 | 0 | 0 | 0.0436 | 0.030675 | 0.032 | 0.032
L2 | CAV.283.L2 | CAV | _ | LCAV | 1.0377 | 15.625 | 0 | 1300 | 0 | 255.6072 | 0 | 0 | 283.9528 | 0 | 0 | 0 | 1.0781 | 341.1497 | -22.2519 | 4.0206 | 105.9167 | 11.3767 | 5.0429 | 0 | 0 | 0 | 0 | 0.047579 | 0.026511 | 0.032 | 0.032
L2 | CAV.285.L2 | CAV | _ | LCAV | 1.0377 | 15.625 | 0 | 1300 | 0 | 256.9908 | 0 | 0 | 285.3364 | 0 | 0 | 0 | 1.0937 | 405.489 | -24.2439 | 4.0212 | 76.7881 | 9.6767 | 5.0454 | 0 | 0 | 0 | 0 | 0.051501 | 0.022412 | 0.032 | 0.032
L2 | CAV.286.L2 | CAV | _ | LCAV | 1.0377 | 15.625 | 0 | 1300 | 0 | 258.3744 | 0 | 0 | 286.72 | 0 | 0 | 0 | 1.1094 | 475.3331 | -26.2298 | 4.0217 | 52.3671 | 7.974 | 5.0489 | 0 | 0 | 0 | 0 | 0.055364 | 0.018376 | 0.032 | 0.032
L2 | CAV.288.L2 | CAV | _ | LCAV | 1.0377 | 15.625 | 0 | 1300 | 0 | 259.758 | 0 | 0 | 288.1036 | 0 | 0 | 0 | 1.125 | 550.6651 | -28.2095 | 4.0222 | 32.6607 | 6.2691 | 5.0542 | 0 | 0 | 0 | 0 | 0.059176 | 0.014412 | 0.032 | 0.032
L2 | BPM.288.L2 | BPM | _ | MONI | 0 | 0 | 0 | 0 | 0 | 260.5562 | 0 | 0 | 288.9018 | 0 | 0 | 0 | 1.125 | 566.5358 | -28.6136 | 4.0222 | 29.255 | 5.9245 | 5.0556 | 0 | 0 | 0 | 0 | 0.060022 | 0.013639 | 0.022 | 0.022
L2 | Q.289.L2 | Q | Q.9.L2 | QUAD | 0.3 | 0.0841 | 0 | 0 | 0 | 260.7812 | 0 | 0 | 289.1268 | 0 | 0 | 0 | 1.125 | 573.6268 | 19.4977 | 4.0223 | 25.6489 | 3.3255 | 5.0578 | 0 | 0 | 0 | 0 | 0.060397 | 0.012771 | 0.037 | 0.037
L2 | CX.289.L2 | CX | _ | HKIC | 0 | 0 | 0 | 0 | 0 | 260.9312 | 0 | 0 | 289.2768 | 0 | 0 | 0 | 1.125 | 573.6268 | 19.4977 | 4.0223 | 25.6489 | 3.3255 | 5.0578 | 0 | 0 | 0 | 0 | 0.060397 | 0.012771 | 0.037 | 0.037
L2 | ACCEND.289.L2 | ACCEND | _ | MARK | 0 | 0 | 0 | 0 | 0 | 261.3236 | 0 | 0 | 289.6692 | 0 | 0 | 0 | 1.125 | 558.4273 | 19.237 | 4.0224 | 23.1115 | 3.141 | 5.0604 | 0 | 0 | 0 | 0 | 0.059591 | 0.012123 | #N/A | #N/A
L2 | ACCSTART.289.L2 | ACCSTART | _ | MARK | 0 | 0 | 0 | 0 | 0 | 261.3236 | 0 | 0 | 289.6692 | 0 | 0 | 0 | 1.125 | 558.4273 | 19.237 | 4.0224 | 23.1115 | 3.141 | 5.0604 | 0 | 0 | 0 | 0 | 0.059591 | 0.012123 | #N/A | #N/A
L2 | CAV.290.L2 | CAV | _ | LCAV | 1.0377 | 15.625 | 0 | 1300 | 0 | 262.064 | 0 | 0 | 290.4096 | 0 | 0 | 0 | 1.1406 | 511.0058 | 18.4236 | 4.0228 | 15.9454 | 2.5496 | 5.0708 | 0 | 0 | 0 | 0 | 0.056614 | 0.010001 | 0.032 | 0.032
L2 | CAV.291.L2 | CAV | _ | LCAV | 1.0377 | 15.625 | 0 | 1300 | 0 | 263.4476 | 0 | 0 | 291.7932 | 0 | 0 | 0 | 1.1562 | 461.2773 | 17.5224 | 4.0233 | 9.79 | 1.8992 | 5.0885 | 0 | 0 | 0 | 0 | 0.053424 | 0.007783 | 0.032 | 0.032
L2 | CAV.293.L2 | CAV | _ | LCAV | 1.0377 | 15.625 | 0 | 1300 | 0 | 264.8312 | 0 | 0 | 293.1768 | 0 | 0 | 0 | 1.1719 | 414.0483 | 16.6164 | 4.0238 | 5.435 | 1.2483 | 5.1189 | 0 | 0 | 0 | 0 | 0.050275 | 0.0057601 | 0.032 | 0.032
L2 | CAV.294.L2 | CAV | _ | LCAV | 1.0377 | 15.625 | 0 | 1300 | 0 | 266.2148 | 0 | 0 | 294.5604 | 0 | 0 | 0 | 1.1875 | 369.3318 | 15.706 | 4.0243 | 2.8816 | 0.5972 | 5.1757 | 0 | 0 | 0 | 0 | 0.04717 | 0.0041665 | 0.032 | 0.032
L2 | CAV.295.L2 | CAV | _ | LCAV | 1.0377 | 15.625 | 0 | 1300 | 0 | 267.5984 | 0 | 0 | 295.944 | 0 | 0 | 0 | 1.2031 | 327.1393 | 14.7916 | 4.025 | 2.1302 | -0.0541 | 5.27 | 0 | 0 | 0 | 0 | 0.044105 | 0.003559 | 0.032 | 0.032
L2 | CAV.297.L2 | CAV | _ | LCAV | 1.0377 | 15.625 | 0 | 1300 | 0 | 268.982 | 0 | 0 | 297.3276 | 0 | 0 | 0 | 1.2187 | 287.4817 | 13.8736 | 4.0257 | 3.1812 | -0.7054 | 5.3592 | 0 | 0 | 0 | 0 | 0.04108 | 0.0043214 | 0.032 | 0.032
L2 | CAV.298.L2 | CAV | _ | LCAV | 1.0377 | 15.625 | 0 | 1300 | 0 | 270.3656 | 0 | 0 | 298.7112 | 0 | 0 | 0 | 1.2344 | 250.3685 | 12.9522 | 4.0265 | 6.0343 | -1.3565 | 5.4103 | 0 | 0 | 0 | 0 | 0.038092 | 0.0059137 | 0.032 | 0.032
L2 | CAV.300.L2 | CAV | _ | LCAV | 1.0377 | 15.625 | 0 | 1300 | 0 | 271.7492 | 0 | 0 | 300.0948 | 0 | 0 | 0 | 1.25 | 215.8087 | 12.0278 | 4.0275 | 10.6888 | -2.0074 | 5.4379 | 0 | 0 | 0 | 0 | 0.035144 | 0.0078214 | 0.032 | 0.032
L2 | BPM.300.L2 | BPM | _ | MONI | 0 | 0 | 0 | 0 | 0 | 272.5474 | 0 | 0 | 300.893 | 0 | 0 | 0 | 1.25 | 209.1426 | 11.8393 | 4.0277 | 11.8468 | -2.1388 | 5.4418 | 0 | 0 | 0 | 0 | 0.034597 | 0.0082342 | 0.022 | 0.022
L2 | Q.301.L2 | Q | Q.10.L2 | QUAD | 0.3 | -0.0841 | 0 | 0 | 0 | 272.7724 | 0 | 0 | 301.118 | 0 | 0 | 0 | 1.25 | 205.5157 | -5.5541 | 4.028 | 13.1904 | -1.1976 | 5.4466 | 0 | 0 | 0 | 0 | 0.034296 | 0.0086886 | 0.037 | 0.037
L2 | CY.301.L2 | CY | _ | VKIC | 0 | 0 | 0 | 0 | 0 | 272.9224 | 0 | 0 | 301.268 | 0 | 0 | 0 | 1.25 | 205.5157 | -5.5541 | 4.028 | 13.1904 | -1.1976 | 5.4466 | 0 | 0 | 0 | 0 | 0.034296 | 0.0086886 | 0.037 | 0.037
L2 | ACCEND.301.L2 | ACCEND | _ | MARK | 0 | 0 | 0 | 0 | 0 | 273.3148 | 0 | 0 | 301.6604 | 0 | 0 | 0 | 1.25 | 209.8984 | -5.6149 | 4.0283 | 14.1587 | -1.27 | 5.4511 | 0 | 0 | 0 | 0 | 0.03466 | 0.0090018 | #N/A | #N/A
L2 | ACCSTART.301.L2 | ACCSTART | _ | MARK | 0 | 0 | 0 | 0 | 0 | 273.3148 | 0 | 0 | 301.6604 | 0 | 0 | 0 | 1.25 | 209.8984 | -5.6149 | 4.0283 | 14.1587 | -1.27 | 5.4511 | 0 | 0 | 0 | 0 | 0.03466 | 0.0090018 | #N/A | #N/A
L2 | CAV.302.L2 | CAV | _ | LCAV | 1.0377 | 15.625 | 0 | 1300 | 0 | 274.0552 | 0 | 0 | 302.4008 | 0 | 0 | 0 | 1.2656 | 224.2774 | -5.8017 | 4.0292 | 17.6494 | -1.5018 | 5.4638 | 0 | 0 | 0 | 0 | 0.035606 | 0.0099883 | 0.032 | 0.032
L2 | CAV.303.L2 | CAV | _ | LCAV | 1.0377 | 15.625 | 0 | 1300 | 0 | 275.4388 | 0 | 0 | 303.7844 | 0 | 0 | 0 | 1.2812 | 240.6188 | -6.0068 | 4.0301 | 22.1573 | -1.7562 | 5.475 | 0 | 0 | 0 | 0 | 0.036655 | 0.011123 | 0.032 | 0.032
L2 | CAV.305.L2 | CAV | _ | LCAV | 1.0377 | 15.625 | 0 | 1300 | 0 | 276.8224 | 0 | 0 | 305.168 | 0 | 0 | 0 | 1.2969 | 257.5266 | -6.2109 | 4.031 | 27.3688 | -2.0102 | 5.4839 | 0 | 0 | 0 | 0 | 0.037691 | 0.012287 | 0.032 | 0.032
L2 | CAV.306.L2 | CAV | _ | LCAV | 1.0377 | 15.625 | 0 | 1300 | 0 | 278.206 | 0 | 0 | 306.5516 | 0 | 0 | 0 | 1.3125 | 274.9979 | -6.4141 | 4.0318 | 33.283 | -2.2639 | 5.4912 | 0 | 0 | 0 | 0 | 0.038716 | 0.013469 | 0.032 | 0.032
L2 | CAV.307.L2 | CAV | _ | LCAV | 1.0377 | 15.625 | 0 | 1300 | 0 | 279.5896 | 0 | 0 | 307.9352 | 0 | 0 | 0 | 1.3281 | 293.0301 | -6.6162 | 4.0326 | 39.8986 | -2.5172 | 5.4973 | 0 | 0 | 0 | 0 | 0.03973 | 0.01466 | 0.032 | 0.032
L2 | CAV.309.L2 | CAV | _ | LCAV | 1.0377 | 15.625 | 0 | 1300 | 0 | 280.9732 | 0 | 0 | 309.3188 | 0 | 0 | 0 | 1.3437 | 311.6204 | -6.8173 | 4.0333 | 47.2146 | -2.77 | 5.5023 | 0 | 0 | 0 | 0 | 0.040732 | 0.015855 | 0.032 | 0.032
L2 | CAV.310.L2 | CAV | _ | LCAV | 1.0377 | 15.625 | 0 | 1300 | 0 | 282.3568 | 0 | 0 | 310.7024 | 0 | 0 | 0 | 1.3594 | 330.7661 | -7.0175 | 4.034 | 55.2298 | -3.0224 | 5.5067 | 0 | 0 | 0 | 0 | 0.041722 | 0.017049 | 0.032 | 0.032
L2 | CAV.312.L2 | CAV | _ | LCAV | 1.0377 | 15.625 | 0 | 1300 | 0 | 283.7404 | 0 | 0 | 312.086 | 0 | 0 | 0 | 1.375 | 350.4644 | -7.2166 | 4.0347 | 63.9427 | -3.2743 | 5.5104 | 0 | 0 | 0 | 0 | 0.042702 | 0.01824 | 0.032 | 0.032
L2 | BPM.312.L2 | BPM | _ | MONI | 0 | 0 | 0 | 0 | 0 | 284.5386 | 0 | 0 | 312.8842 | 0 | 0 | 0 | 1.375 | 354.5074 | -7.2589 | 4.0348 | 65.7861 | -3.3255 | 5.5111 | 0 | 0 | 0 | 0 | 0.042947 | 0.018501 | 0.022 | 0.022
L2 | Q.313.L2 | Q | Q.11.L2 | QUAD | 0.3 | 0.0841 | 0 | 0 | 0 | 284.7636 | 0 | 0 | 313.1092 | 0 | 0 | 0 | 1.375 | 351.0022 | 22.4575 | 4.035 | 70.0267 | -9.2347 | 5.5119 | 0 | 0 | 0 | 0 | 0.042734 | 0.019088 | 0.037 | 0.037
L2 | CX.313.L2 | CX | _ | HKIC | 0 | 0 | 0 | 0 | 0 | 284.9136 | 0 | 0 | 313.2592 | 0 | 0 | 0 | 1.375 | 351.0022 | 22.4575 | 4.035 | 70.0267 | -9.2347 | 5.5119 | 0 | 0 | 0 | 0 | 0.042734 | 0.019088 | 0.037 | 0.037
L2 | ACCEND.313.L2 | ACCEND | _ | MARK | 0 | 0 | 0 | 0 | 0 | 285.306 | 0 | 0 | 313.6516 | 0 | 0 | 0 | 1.375 | 333.5993 | 21.8925 | 4.0352 | 77.4638 | -9.7182 | 5.5128 | 0 | 0 | 0 | 0 | 0.041662 | 0.020076 | #N/A | #N/A
L2 | ACCSTART.313.L2 | ACCSTART | _ | MARK | 0 | 0 | 0 | 0 | 0 | 285.306 | 0 | 0 | 313.6516 | 0 | 0 | 0 | 1.375 | 333.5993 | 21.8925 | 4.0352 | 77.4638 | -9.7182 | 5.5128 | 0 | 0 | 0 | 0 | 0.041662 | 0.020076 | #N/A | #N/A
L2 | CAV.314.L2 | CAV | _ | LCAV | 1.0377 | 15.625 | 0 | 1300 | 0 | 286.0464 | 0 | 0 | 314.392 | 0 | 0 | 0 | 1.3906 | 280.7345 | 20.0881 | 4.0358 | 103.8908 | -11.2666 | 5.515 | 0 | 0 | 0 | 0 | 0.038003 | 0.023119 | 0.032 | 0.032
L2 | CAV.315.L2 | CAV | _ | LCAV | 1.0377 | 15.625 | 0 | 1300 | 0 | 287.43 | 0 | 0 | 315.7756 | 0 | 0 | 0 | 1.4062 | 227.8976 | 18.1012 | 4.0367 | 137.421 | -12.9663 | 5.5169 | 0 | 0 | 0 | 0 | 0.03405 | 0.026441 | 0.032 | 0.032
L2 | CAV.317.L2 | CAV | _ | LCAV | 1.0377 | 15.625 | 0 | 1300 | 0 | 288.8136 | 0 | 0 | 317.1592 | 0 | 0 | 0 | 1.4219 | 180.5627 | 16.1112 | 4.0378 | 175.6521 | -14.6639 | 5.5183 | 0 | 0 | 0 | 0 | 0.030141 | 0.029728 | 0.032 | 0.032
L2 | CAV.318.L2 | CAV | _ | LCAV | 1.0377 | 15.625 | 0 | 1300 | 0 | 290.1972 | 0 | 0 | 318.5428 | 0 | 0 | 0 | 1.4375 | 138.738 | 14.1185 | 4.0392 | 218.5783 | -16.3593 | 5.5194 | 0 | 0 | 0 | 0 | 0.026277 | 0.032982 | 0.032 | 0.032
L2 | CAV.319.L2 | CAV | _ | LCAV | 1.0377 | 15.625 | 0 | 1300 | 0 | 291.5808 | 0 | 0 | 319.9264 | 0 | 0 | 0 | 1.4531 | 102.4302 | 12.1235 | 4.041 | 266.1929 | -18.0522 | 5.5203 | 0 | 0 | 0 | 0 | 0.022456 | 0.036201 | 0.032 | 0.032
L2 | CAV.321.L2 | CAV | _ | LCAV | 1.0377 | 15.625 | 0 | 1300 | 0 | 292.9644 | 0 | 0 | 321.31 | 0 | 0 | 0 | 1.4687 | 71.6454 | 10.1266 | 4.0436 | 318.489 | -19.7425 | 5.5211 | 0 | 0 | 0 | 0 | 0.018681 | 0.039387 | 0.032 | 0.032
L2 | CAV.322.L2 | CAV | _ | LCAV | 1.0377 | 15.625 | 0 | 1300 | 0 | 294.348 | 0 | 0 | 322.6936 | 0 | 0 | 0 | 1.4844 | 46.3884 | 8.1281 | 4.0474 | 375.459 | -21.4299 | 5.5217 | 0 | 0 | 0 | 0 | 0.014952 | 0.042538 | 0.032 | 0.032
L2 | CAV.324.L2 | CAV | _ | LCAV | 1.0377 | 15.625 | 0 | 1300 | 0 | 295.7316 | 0 | 0 | 324.0772 | 0 | 0 | 0 | 1.5 | 26.663 | 6.1285 | 4.0537 | 437.095 | -23.1144 | 5.5223 | 0 | 0 | 0 | 0 | 0.011277 | 0.045658 | 0.032 | 0.032
L2 | BPM.324.L2 | BPM | _ | MONI | 0 | 0 | 0 | 0 | 0 | 296.5298 | 0 | 0 | 324.8754 | 0 | 0 | 0 | 1.5 | 23.3525 | 5.7246 | 4.0554 | 450.1023 | -23.4565 | 5.5224 | 0 | 0 | 0 | 0 | 0.010553 | 0.046332 | 0.022 | 0.022
L2 | Q.325.L2 | Q | Q.12.L2 | QUAD | 0.3 | -0.0841 | 0 | 0 | 0 | 296.7548 | 0 | 0 | 325.1004 | 0 | 0 | 0 | 1.5 | 19.7791 | 3.5361 | 4.0582 | 456.279 | 14.7848 | 5.5225 | 0 | 0 | 0 | 0 | 0.0097125 | 0.046649 | 0.037 | 0.037
L2 | CY.325.L2 | CY | _ | VKIC | 0 | 0 | 0 | 0 | 0 | 296.9048 | 0 | 0 | 325.2504 | 0 | 0 | 0 | 1.5 | 19.7791 | 3.5361 | 4.0582 | 456.279 | 14.7848 | 5.5225 | 0 | 0 | 0 | 0 | 0.0097125 | 0.046649 | 0.037 | 0.037
L2 | ACCEND.325.L2 | ACCEND | _ | MARK | 0 | 0 | 0 | 0 | 0 | 297.2972 | 0 | 0 | 325.6428 | 0 | 0 | 0 | 1.5 | 17.1091 | 3.2682 | 4.0616 | 444.75 | 14.5959 | 5.5226 | 0 | 0 | 0 | 0 | 0.0090332 | 0.046056 | #N/A | #N/A
L2 | ACCSTART.325.L2 | ACCSTART | _ | MARK | 0 | 0 | 0 | 0 | 0 | 297.2972 | 0 | 0 | 325.6428 | 0 | 0 | 0 | 1.5 | 17.1091 | 3.2682 | 4.0616 | 444.75 | 14.5959 | 5.5226 | 0 | 0 | 0 | 0 | 0.0090332 | 0.046056 | #N/A | #N/A
L2 | CAV.326.L2 | CAV | _ | LCAV | 1.0377 | 15.625 | 0 | 1300 | 0 | 298.0376 | 0 | 0 | 326.3832 | 0 | 0 | 0 | 1.5156 | 9.9602 | 2.4087 | 4.077 | 408.7406 | 14.0005 | 5.5231 | 0 | 0 | 0 | 0 | 0.0068567 | 0.043924 | 0.032 | 0.032
L2 | CAV.327.L2 | CAV | _ | LCAV | 1.0377 | 15.625 | 0 | 1300 | 0 | 299.4212 | 0 | 0 | 327.7668 | 0 | 0 | 0 | 1.5312 | 4.6021 | 1.4639 | 4.1098 | 370.9113 | 13.343 | 5.5237 | 0 | 0 | 0 | 0 | 0.004637 | 0.041629 | 0.032 | 0.032
L2 | CAV.329.L2 | CAV | _ | LCAV | 1.0377 | 15.625 | 0 | 1300 | 0 | 300.8048 | 0 | 0 | 329.1504 | 0 | 0 | 0 | 1.5469 | 1.8585 | 0.519 | 4.1882 | 334.9038 | 12.6834 | 5.5243 | 0 | 0 | 0 | 0 | 0.0029317 | 0.039355 | 0.032 | 0.032
L2 | CAV.330.L2 | CAV | _ | LCAV | 1.0377 | 15.625 | 0 | 1300 | 0 | 302.1884 | 0 | 0 | 330.534 | 0 | 0 | 0 | 1.5625 | 1.7298 | -0.426 | 4.3285 | 300.7237 | 12.022 | 5.525 | 0 | 0 | 0 | 0 | 0.0028142 | 0.037106 | 0.032 | 0.032
L2 | CAV.331.L2 | CAV | _ | LCAV | 1.0377 | 15.625 | 0 | 1300 | 0 | 303.572 | 0 | 0 | 331.9176 | 0 | 0 | 0 | 1.5781 | 4.216 | -1.3709 | 4.4141 | 268.3759 | 11.3588 | 5.5258 | 0 | 0 | 0 | 0 | 0.0043718 | 0.03488 | 0.032 | 0.032
L2 | CAV.333.L2 | CAV | _ | LCAV | 1.0377 | 15.625 | 0 | 1300 | 0 | 304.9556 | 0 | 0 | 333.3012 | 0 | 0 | 0 | 1.5937 | 9.3169 | -2.3157 | 4.4495 | 237.8653 | 10.6941 | 5.5266 | 0 | 0 | 0 | 0 | 0.0064671 | 0.032677 | 0.032 | 0.032
L2 | CAV.334.L2 | CAV | _ | LCAV | 1.0377 | 15.625 | 0 | 1300 | 0 | 306.3392 | 0 | 0 | 334.6848 | 0 | 0 | 0 | 1.6094 | 17.0318 | -3.2601 | 4.467 | 209.1959 | 10.0278 | 5.5276 | 0 | 0 | 0 | 0 | 0.0087011 | 0.030494 | 0.032 | 0.032
L2 | CAV.336.L2 | CAV | _ | LCAV | 1.0377 | 15.625 | 0 | 1300 | 0 | 307.7228 | 0 | 0 | 336.0684 | 0 | 0 | 0 | 1.625 | 27.3596 | -4.2042 | 4.4773 | 182.3719 | 9.3602 | 5.5287 | 0 | 0 | 0 | 0 | 0.010975 | 0.028335 | 0.032 | 0.032
L2 | BPM.336.L2 | BPM | _ | MONI | 0 | 0 | 0 | 0 | 0 | 308.521 | 0 | 0 | 336.8666 | 0 | 0 | 0 | 1.625 | 29.7613 | -4.3948 | 4.4788 | 177.1812 | 9.2245 | 5.529 | 0 | 0 | 0 | 0 | 0.011447 | 0.027929 | 0.022 | 0.022
L2 | Q.337.L2 | Q | Q.13.L2 | QUAD | 0.3 | 0.079 | 0 | 0 | 0 | 308.746 | 0 | 0 | 337.0916 | 0 | 0 | 0 | 1.625 | 32.3958 | -2.0735 | 4.4807 | 174.4422 | -4.6256 | 5.5293 | 0 | 0 | 0 | 0 | 0.011942 | 0.027712 | 0.037 | 0.037
L2 | CX.337.L2 | CX | _ | HKIC | 0 | 0 | 0 | 0 | 0 | 308.896 | 0 | 0 | 337.2416 | 0 | 0 | 0 | 1.625 | 32.3958 | -2.0735 | 4.4807 | 174.4422 | -4.6256 | 5.5293 | 0 | 0 | 0 | 0 | 0.011942 | 0.027712 | 0.037 | 0.037
L2 | ACCEND.337.L2 | ACCEND | _ | MARK | 0 | 0 | 0 | 0 | 0 | 309.2884 | 0 | 0 | 337.634 | 0 | 0 | 0 | 1.625 | 34.0483 | -2.1377 | 4.4826 | 178.0921 | -4.6759 | 5.5297 | 0 | 0 | 0 | 0 | 0.012243 | 0.028001 | #N/A | #N/A
L2 | ACCSTART.337.L2 | ACCSTART | _ | MARK | 0 | 0 | 0 | 0 | 0 | 309.2884 | 0 | 0 | 337.634 | 0 | 0 | 0 | 1.625 | 34.0483 | -2.1377 | 4.4826 | 178.0921 | -4.6759 | 5.5297 | 0 | 0 | 0 | 0 | 0.012243 | 0.028001 | #N/A | #N/A
L2 | CAV.338.L2 | CAV | _ | LCAV | 1.0377 | 15.625 | 0 | 1300 | 0 | 310.0288 | 0 | 0 | 338.3744 | 0 | 0 | 0 | 1.6406 | 39.6909 | -2.3428 | 4.4881 | 190.0682 | -4.8334 | 5.5308 | 0 | 0 | 0 | 0 | 0.013156 | 0.028789 | 0.032 | 0.032
L2 | CAV.339.L2 | CAV | _ | LCAV | 1.0377 | 15.625 | 0 | 1300 | 0 | 311.4124 | 0 | 0 | 339.758 | 0 | 0 | 0 | 1.6562 | 46.4859 | -2.568 | 4.4932 | 203.6842 | -5.0064 | 5.5319 | 0 | 0 | 0 | 0 | 0.01417 | 0.029662 | 0.032 | 0.032
L2 | CAV.341.L2 | CAV | _ | LCAV | 1.0377 | 15.625 | 0 | 1300 | 0 | 312.796 | 0 | 0 | 341.1416 | 0 | 0 | 0 | 1.6719 | 53.9037 | -2.7929 | 4.4976 | 217.778 | -5.1788 | 5.5329 | 0 | 0 | 0 | 0 | 0.015187 | 0.030526 | 0.032 | 0.032
L2 | CAV.342.L2 | CAV | _ | LCAV | 1.0377 | 15.625 | 0 | 1300 | 0 | 314.1796 | 0 | 0 | 342.5252 | 0 | 0 | 0 | 1.6875 | 61.9435 | -3.0175 | 4.5014 | 232.3483 | -5.3507 | 5.5339 | 0 | 0 | 0 | 0 | 0.016205 | 0.031385 | 0.032 | 0.032
L2 | CAV.343.L2 | CAV | _ | LCAV | 1.0377 | 15.625 | 0 | 1300 | 0 | 315.5632 | 0 | 0 | 343.9088 | 0 | 0 | 0 | 1.7031 | 70.6044 | -3.2418 | 4.5047 | 247.3937 | -5.5221 | 5.5348 | 0 | 0 | 0 | 0 | 0.017221 | 0.032237 | 0.032 | 0.032
L2 | CAV.345.L2 | CAV | _ | LCAV | 1.0377 | 15.625 | 0 | 1300 | 0 | 316.9468 | 0 | 0 | 345.2924 | 0 | 0 | 0 | 1.7187 | 79.8855 | -3.4657 | 4.5077 | 262.9127 | -5.6929 | 5.5357 | 0 | 0 | 0 | 0 | 0.018235 | 0.033081 | 0.032 | 0.032
L2 | CAV.346.L2 | CAV | _ | LCAV | 1.0377 | 15.625 | 0 | 1300 | 0 | 318.3304 | 0 | 0 | 346.676 | 0 | 0 | 0 | 1.7344 | 89.7859 | -3.6893 | 4.5103 | 278.9038 | -5.8632 | 5.5365 | 0 | 0 | 0 | 0 | 0.019244 | 0.033918 | 0.032 | 0.032
L2 | CAV.348.L2 | CAV | _ | LCAV | 1.0377 | 15.625 | 0 | 1300 | 0 | 319.714 | 0 | 0 | 348.0596 | 0 | 0 | 0 | 1.75 | 100.3045 | -3.9125 | 4.5126 | 295.3655 | -6.033 | 5.5373 | 0 | 0 | 0 | 0 | 0.02025 | 0.034748 | 0.032 | 0.032
L2 | BPM.348.L2 | BPM | _ | MONI | 0 | 0 | 0 | 0 | 0 | 320.5122 | 0 | 0 | 348.8578 | 0 | 0 | 0 | 1.75 | 102.5027 | -3.9579 | 4.513 | 298.7454 | -6.0684 | 5.5374 | 0 | 0 | 0 | 0 | 0.02047 | 0.034947 | 0.022 | 0.022
L2 | Q.349.L2 | Q | Q.14.L2 | QUAD | 0.3 | -0.0457 | 0 | 0 | 0 | 320.7372 | 0 | 0 | 349.0828 | 0 | 0 | 0 | 1.75 | 106.9367 | -8.8864 | 4.5136 | 299.1892 | 7.628 | 5.5376 | 0 | 0 | 0 | 0 | 0.020908 | 0.034973 | 0.037 | 0.037
L2 | CY.349.L2 | CY | _ | VKIC | 0 | 0 | 0 | 0 | 0 | 320.8872 | 0 | 0 | 349.2328 | 0 | 0 | 0 | 1.75 | 106.9367 | -8.8864 | 4.5136 | 299.1892 | 7.628 | 5.5376 | 0 | 0 | 0 | 0 | 0.020908 | 0.034973 | 0.037 | 0.037
L2 | ACCEND.349.L2 | ACCEND | _ | MARK | 0 | 0 | 0 | 0 | 0 | 321.2796 | 0 | 0 | 349.6252 | 0 | 0 | 0 | 1.75 | 114.0259 | -9.1798 | 4.5142 | 293.2332 | 7.5503 | 5.5378 | 0 | 0 | 0 | 0 | 0.02159 | 0.034623 | #N/A | #N/A
L2 | ACCSTART.349.L2 | ACCSTART | _ | MARK | 0 | 0 | 0 | 0 | 0 | 321.2796 | 0 | 0 | 349.6252 | 0 | 0 | 0 | 1.75 | 114.0259 | -9.1798 | 4.5142 | 293.2332 | 7.5503 | 5.5378 | 0 | 0 | 0 | 0 | 0.02159 | 0.034623 | #N/A | #N/A
L2 | CAV.350.L2 | CAV | _ | LCAV | 1.0377 | 15.625 | 0 | 1300 | 0 | 322.02 | 0 | 0 | 350.3656 | 0 | 0 | 0 | 1.7656 | 138.3294 | -10.1189 | 4.5157 | 274.5252 | 7.3064 | 5.5385 | 0 | 0 | 0 | 0 | 0.023675 | 0.033352 | 0.032 | 0.032
L2 | CAV.351.L2 | CAV | _ | LCAV | 1.0377 | 15.625 | 0 | 1300 | 0 | 323.4036 | 0 | 0 | 351.7492 | 0 | 0 | 0 | 1.7812 | 167.758 | -11.1499 | 4.5172 | 254.681 | 7.0371 | 5.5394 | 0 | 0 | 0 | 0 | 0.025957 | 0.031983 | 0.032 | 0.032
L2 | CAV.353.L2 | CAV | _ | LCAV | 1.0377 | 15.625 | 0 | 1300 | 0 | 324.7872 | 0 | 0 | 353.1328 | 0 | 0 | 0 | 1.7969 | 200.0384 | -12.1798 | 4.5184 | 235.5831 | 6.767 | 5.5403 | 0 | 0 | 0 | 0 | 0.028221 | 0.030626 | 0.032 | 0.032
L2 | CAV.354.L2 | CAV | _ | LCAV | 1.0377 | 15.625 | 0 | 1300 | 0 | 326.1708 | 0 | 0 | 354.5164 | 0 | 0 | 0 | 1.8125 | 235.1673 | -13.2085 | 4.5194 | 217.2336 | 6.4961 | 5.5412 | 0 | 0 | 0 | 0 | 0.030467 | 0.029282 | 0.032 | 0.032
L2 | CAV.355.L2 | CAV | _ | LCAV | 1.0377 | 15.625 | 0 | 1300 | 0 | 327.5544 | 0 | 0 | 355.9 | 0 | 0 | 0 | 1.8281 | 273.1415 | -14.236 | 4.5203 | 199.6346 | 6.2245 | 5.5423 | 0 | 0 | 0 | 0 | 0.032694 | 0.027951 | 0.032 | 0.032
L2 | CAV.357.L2 | CAV | _ | LCAV | 1.0377 | 15.625 | 0 | 1300 | 0 | 328.938 | 0 | 0 | 357.2836 | 0 | 0 | 0 | 1.8437 | 313.9574 | -15.2622 | 4.521 | 182.7879 | 5.9522 | 5.5435 | 0 | 0 | 0 | 0 | 0.034903 | 0.026632 | 0.032 | 0.032
L2 | CAV.358.L2 | CAV | _ | LCAV | 1.0377 | 15.625 | 0 | 1300 | 0 | 330.3216 | 0 | 0 | 358.6672 | 0 | 0 | 0 | 1.8594 | 357.6112 | -16.2871 | 4.5217 | 166.6954 | 5.6793 | 5.5447 | 0 | 0 | 0 | 0 | 0.037093 | 0.025325 | 0.032 | 0.032
L2 | CAV.360.L2 | CAV | _ | LCAV | 1.0377 | 15.625 | 0 | 1300 | 0 | 331.7052 | 0 | 0 | 360.0508 | 0 | 0 | 0 | 1.875 | 404.0993 | -17.3104 | 4.5223 | 151.3588 | 5.4059 | 5.5461 | 0 | 0 | 0 | 0 | 0.039266 | 0.024031 | 0.032 | 0.032
L2 | BPM.360.L2 | BPM | _ | MONI | 0 | 0 | 0 | 0 | 0 | 332.5034 | 0 | 0 | 360.849 | 0 | 0 | 0 | 1.875 | 413.8269 | -17.5182 | 4.5224 | 148.3546 | 5.3501 | 5.5464 | 0 | 0 | 0 | 0 | 0.039736 | 0.023792 | 0.022 | 0.022
L2 | Q.361.L2 | Q | Q.15.L2 | QUAD | 0.3 | -0.0034 | 0 | 0 | 0 | 332.7284 | 0 | 0 | 361.074 | 0 | 0 | 0 | 1.875 | 427.5008 | -19.245 | 4.5225 | 144.2224 | 5.764 | 5.5468 | 0 | 0 | 0 | 0 | 0.040387 | 0.023458 | 0.037 | 0.037
L2 | CX.361.L2 | CX | _ | HKIC | 0 | 0 | 0 | 0 | 0 | 332.8784 | 0 | 0 | 361.224 | 0 | 0 | 0 | 1.875 | 427.5008 | -19.245 | 4.5225 | 144.2224 | 5.764 | 5.5468 | 0 | 0 | 0 | 0 | 0.040387 | 0.023458 | 0.037 | 0.037
L2 | ACCEND.361.L2 | ACCEND | _ | MARK | 0 | 0 | 0 | 0 | 0 | 333.2708 | 0 | 0 | 361.6164 | 0 | 0 | 0 | 1.875 | 442.738 | -19.5859 | 4.5227 | 139.7354 | 5.6708 | 5.5473 | 0 | 0 | 0 | 0 | 0.041101 | 0.02309 | #N/A | #N/A
L2 | ACCSTART.361.L2 | ACCSTART | _ | MARK | 0 | 0 | 0 | 0 | 0 | 333.2708 | 0 | 0 | 361.6164 | 0 | 0 | 0 | 1.875 | 442.738 | -19.5859 | 4.5227 | 139.7354 | 5.6708 | 5.5473 | 0 | 0 | 0 | 0 | 0.041101 | 0.02309 | #N/A | #N/A
L2 | CAV.362.L2 | CAV | _ | LCAV | 1.0377 | 15.625 | 0 | 1300 | 0 | 334.0112 | 0 | 0 | 362.3568 | 0 | 0 | 0 | 1.8906 | 493.4363 | -20.6716 | 4.5231 | 125.8268 | 5.3741 | 5.5488 | 0 | 0 | 0 | 0 | 0.043211 | 0.02182 | 0.032 | 0.032
L2 | CAV.363.L2 | CAV | _ | LCAV | 1.0377 | 15.625 | 0 | 1300 | 0 | 335.3948 | 0 | 0 | 363.7404 | 0 | 0 | 0 | 1.9062 | 552.2915 | -21.8636 | 4.5235 | 111.4083 | 5.0474 | 5.5506 | 0 | 0 | 0 | 0 | 0.045528 | 0.020448 | 0.032 | 0.032
L2 | CAV.365.L2 | CAV | _ | LCAV | 1.0377 | 15.625 | 0 | 1300 | 0 | 336.7784 | 0 | 0 | 365.124 | 0 | 0 | 0 | 1.9219 | 614.4429 | -23.0538 | 4.5239 | 97.8945 | 4.7201 | 5.5527 | 0 | 0 | 0 | 0 | 0.047824 | 0.019089 | 0.032 | 0.032
L2 | CAV.366.L2 | CAV | _ | LCAV | 1.0377 | 15.625 | 0 | 1300 | 0 | 338.162 | 0 | 0 | 366.5076 | 0 | 0 | 0 | 1.9375 | 679.8855 | -24.2421 | 4.5242 | 85.2868 | 4.3924 | 5.5551 | 0 | 0 | 0 | 0 | 0.050104 | 0.017746 | 0.032 | 0.032
L2 | CAV.367.L2 | CAV | _ | LCAV | 1.0377 | 15.625 | 0 | 1300 | 0 | 339.5456 | 0 | 0 | 367.8912 | 0 | 0 | 0 | 1.9531 | 748.614 | -25.4285 | 4.5245 | 73.5863 | 4.0644 | 5.5579 | 0 | 0 | 0 | 0 | 0.052365 | 0.016418 | 0.032 | 0.032
L2 | CAV.369.L2 | CAV | _ | LCAV | 1.0377 | 15.625 | 0 | 1300 | 0 | 340.9292 | 0 | 0 | 369.2748 | 0 | 0 | 0 | 1.9687 | 820.6229 | -26.6128 | 4.5248 | 62.7941 | 3.7359 | 5.5612 | 0 | 0 | 0 | 0 | 0.054608 | 0.015106 | 0.032 | 0.032
L2 | CAV.370.L2 | CAV | _ | LCAV | 1.0377 | 15.625 | 0 | 1300 | 0 | 342.3128 | 0 | 0 | 370.6584 | 0 | 0 | 0 | 1.9844 | 895.9068 | -27.7952 | 4.5251 | 52.9112 | 3.4072 | 5.565 | 0 | 0 | 0 | 0 | 0.056832 | 0.013811 | 0.032 | 0.032
L2 | CAV.372.L2 | CAV | _ | LCAV | 1.0377 | 15.625 | 0 | 1300 | 0 | 343.6964 | 0 | 0 | 372.042 | 0 | 0 | 0 | 2 | 974.4598 | -28.9754 | 4.5253 | 43.9384 | 3.0781 | 5.5695 | 0 | 0 | 0 | 0 | 0.059039 | 0.012537 | 0.032 | 0.032
L2 | BPM.372.L2 | BPM | _ | MONI | 0 | 0 | 0 | 0 | 0 | 344.4946 | 0 | 0 | 372.8402 | 0 | 0 | 0 | 2 | 990.7127 | -29.2163 | 4.5254 | 42.2376 | 3.0115 | 5.5706 | 0 | 0 | 0 | 0 | 0.05953 | 0.012292 | 0.022 | 0.022
L2 | Q.373.L2 | Q | Q.16.L2 | QUAD | 0.3 | 0.0775 | 0 | 0 | 0 | 344.7196 | 0 | 0 | 373.0652 | 0 | 0 | 0 | 2 | 989.5279 | 47.7106 | 4.5254 | 40.9633 | -0.2262 | 5.572 | 0 | 0 | 0 | 0 | 0.059494 | 0.012105 | 0.037 | 0.037
L2 | CY.373.L2 | CY | _ | VKIC | 0 | 0 | 0 | 0 | 0 | 344.8696 | 0 | 0 | 373.2152 | 0 | 0 | 0 | 2 | 989.5279 | 47.7106 | 4.5254 | 40.9633 | -0.2262 | 5.572 | 0 | 0 | 0 | 0 | 0.059494 | 0.012105 | 0.037 | 0.037
L2 | ACCEND.373.L2 | ACCEND | _ | MARK | 0 | 0 | 0 | 0 | 0 | 345.262 | 0 | 0 | 373.6076 | 0 | 0 | 0 | 2 | 952.439 | 46.8076 | 4.5255 | 41.1448 | -0.2363 | 5.5735 | 0 | 0 | 0 | 0 | 0.058368 | 0.012132 | #N/A | #N/A
L2 | CTB.374.L2 | CTB | _ | CRYO | 2.738 | 0 | 0 | 0 | 0 | 346.631 | 0 | 0 | 374.9766 | 0 | 0 | 0 | 2 | 713.3735 | 40.5063 | 4.526 | 42.6309 | -0.3065 | 5.584 | 0 | 0 | 0 | 0 | 0.050515 | 0.012349 | #N/A | #N/A
L2 | END.376.L2 | END | _ | MARK | 0 | 0 | 0 | 0 | 0 | 348 | 0 | 0 | 376.3456 | 0 | 0 | 0 | 2 | 713.3735 | 40.5063 | 4.526 | 42.6309 | -0.3065 | 5.584 | 0 | 0 | 0 | 0 | 0.050515 | 0.012349 | #N/A | #N/A
B2 | START.376.B2 | START | _ | MARK | 0 | 0 | 0 | 0 | 0 | 348 | 0 | 0 | 376.3456 | 0 | 0 | 0 | 2 | 713.3735 | 40.5063 | 4.526 | 42.6309 | -0.3065 | 5.584 | 0 | 0 | 0 | 0 | 0.050515 | 0.012349 | #N/A | #N/A
B2 | QD.376.B2 | QD | QD.1.B2 | QUAD | 0.3 | -0.1387 | 0 | 0 | 0 | 348.25 | 0 | 0 | 376.5956 | 0 | 0 | 0 | 2 | 710.4175 | -57.5863 | 4.5261 | 41.1233 | 5.4668 | 5.5855 | 0 | 0 | 0 | 0 | 0.05041 | 0.012128 | 0.022 | 0.022
B2 | BPM.376.B2 | BPM | _ | MONI | 0 | 0 | 0 | 0 | 0 | 348.5 | 0 | 0 | 376.8456 | 0 | 0 | 0 | 2 | 721.9814 | -58.0532 | 4.5261 | 40.0375 | 5.3917 | 5.5859 | 0 | 0 | 0 | 0 | 0.050819 | 0.011967 | 0.022 | 0.022
B2 | CYD.376.B2 | CYD | _ | VKIC | 0.1 | 0 | 0 | 0 | 0 | 348.65 | 0 | 0 | 376.9956 | 0 | 0 | 0 | 2 | 745.3895 | -58.9871 | 4.5262 | 37.9108 | 5.2415 | 5.5867 | 0 | 0 | 0 | 0 | 0.051636 | 0.011645 | 0.017 | 0.017
B2 | CXD.378.B2 | CXD | _ | HKIC | 0.1 | 0 | 0 | 0 | 0 | 350.55 | 0 | 0 | 378.8956 | 0 | 0 | 0 | 2 | 986.3966 | -67.8588 | 4.5265 | 20.7045 | 3.8145 | 5.5975 | 0 | 0 | 0 | 0 | 0.0594 | 0.0086058 | 0.017 | 0.017
B2 | QD.379.B2 | QD | QD.2.B2 | QUAD | 0.3 | 0.3539 | 0 | 0 | 0 | 350.85 | 0 | 0 | 379.1956 | 0 | 0 | 0 | 2 | 936.1205 | 273.7173 | 4.5266 | 19.807 | -3.2493 | 5.6007 | 0 | 0 | 0 | 0 | 0.057866 | 0.0084172 | 0.022 | 0.022
B2 | BPM.379.B2 | BPM | _ | MONI | 0 | 0 | 0 | 0 | 0 | 351.2 | 0 | 0 | 379.5456 | 0 | 0 | 0 | 2 | 829.835 | 257.7103 | 4.5266 | 21.1301 | -3.366 | 5.6023 | 0 | 0 | 0 | 0 | 0.054482 | 0.0086938 | 0.022 | 0.022
B2 | QD.379.B2 | QD | QD.3.B2 | QUAD | 0.3 | -0.2893 | 0 | 0 | 0 | 351.45 | 0 | 0 | 379.7956 | 0 | 0 | 0 | 2 | 697.4557 | 30.2455 | 4.5267 | 21.9593 | 2.9383 | 5.6051 | 0 | 0 | 0 | 0 | 0.049948 | 0.0088628 | 0.022 | 0.022
B2 | CYD.380.B2 | CYD | _ | VKIC | 0.1 | 0 | 0 | 0 | 0 | 351.75 | 0 | 0 | 380.0956 | 0 | 0 | 0 | 2 | 685.41 | 29.9829 | 4.5268 | 20.8015 | 2.8505 | 5.6066 | 0 | 0 | 0 | 0 | 0.049515 | 0.0086259 | 0.017 | 0.017
B2 | MSTART.380.B2 | MSTART | _ | MARK | 0 | 0 | 0 | 0 | 0 | 352 | 0 | 0 | 380.3456 | 0 | 0 | 0 | 2 | 673.4694 | 29.7203 | 4.5268 | 19.6789 | 2.7628 | 5.6082 | 0 | 0 | 0 | 0 | 0.049082 | 0.00839 | #N/A | #N/A
B2 | BB.380.B2 | BB | BB.1.B2 | SBEN | 0.3001 | 0.0363 | 0 | 0.036295 | 1.5708 | 352.25 | 0 | -0.0027 | 380.5956 | -0.018147 | 0 | 0 | 2 | 649.8994 | 32.0493 | 4.5269 | 17.5147 | 2.5872 | 5.6116 | 0 | 0 | 0.0054 | 0.0363 | 0.048215 | 0.0080772 | 0.017 | 0.017
B2 | BB.389.B2 | BB | BB.1.B2 | SBEN | 0.3001 | -0.0363 | -0.036295 | 0 | 1.5708 | 361.4559 | 0 | -0.3313 | 389.7956 | -0.018147 | 0 | 0 | 2 | 193.3627 | 18.335 | 4.531 | 7.1156 | -1.4565 | 5.9572 | 0 | 0 | 0.3345 | 0 | 0.026299 | 0.01508 | 0.017 | 0.017
B2 | BPM.390.B2 | BPM | _ | MONI | 0 | 0 | 0 | 0 | 0 | 362.606 | 0 | -0.3341 | 390.9456 | 0 | 0 | 0 | 2 | 158.4363 | 16.5913 | 4.5319 | 10.4674 | -1.8952 | 5.9757 | 0 | 0 | 0.3345 | 0 | 0.023806 | 0.016154 | 0.022 | 0.022
B2 | BB.392.B2 | BB | BB.1.B2 | SBEN | 0.3001 | -0.0363 | 0 | -0.036295 | 1.5708 | 363.756 | 0 | -0.3313 | 392.0956 | 0.018147 | 0 | 0 | 2 | 118.244 | 14.8437 | 4.5334 | 16.1161 | -2.4656 | 5.9916 | 0 | 0 | 0.3288 | -0.0363 | 0.020566 | 0.017457 | 0.017 | 0.017
B2 | BB.401.B2 | BB | BB.1.B2 | SBEN | 0.3001 | 0.0363 | 0.036295 | 0 | 1.5708 | 372.9619 | 0 | -0.0027 | 401.2956 | 0.018147 | 0 | 0 | 2 | 3.5742 | -2.3734 | 4.9597 | 98.8673 | -6.5094 | 6.0287 | 0 | 0 | 0 | 0 | 0.0035756 | 0.018806 | 0.017 | 0.017
B2 | MEND.401.B2 | MEND | _ | MARK | 0 | 0 | 0 | 0 | 0 | 373.212 | 0 | 0 | 401.5456 | 0 | 0 | 0 | 2 | 4.0674 | -2.559 | 4.9638 | 100.1735 | -6.5533 | 6.0288 | 0 | 0 | 0 | 0 | 0.0038143 | 0.018929 | #N/A | #N/A
B2 | DSTART.401.B2 | DSTART | _ | MARK | 0 | 0 | 0 | 0 | 0 | 373.212 | 0 | 0 | 401.5456 | 0 | 0 | 0 | 2 | 4.0674 | -2.559 | 4.9638 | 100.1735 | -6.5533 | 6.0288 | 0 | 0 | 0 | 0 | 0.0038143 | 0.018929 | #N/A | #N/A
B2 | BPM.402.B2 | BPM | _ | MONI | 0 | 0 | 0 | 0 | 0 | 373.812 | 0 | 0 | 402.1456 | 0 | 0 | 0 | 2 | 7.8063 | -3.6725 | 4.9808 | 108.1954 | -6.8165 | 6.0298 | 0 | 0 | 0 | 0 | 0.0052842 | 0.019673 | 0.022 | 0.022
B2 | OTR2.402.B2 | OTR2 | _ | INSTR | 0 | 0 | 0 | 0 | 0 | 373.812 | 0 | 0 | 402.1456 | 0 | 0 | 0 | 2 | 7.8063 | -3.6725 | 4.9808 | 108.1954 | -6.8165 | 6.0298 | 0 | 0 | 0 | 0 | 0.0052842 | 0.019673 | #N/A | #N/A
B2 | OTR3.405.B2 | OTR3 | _ | INSTR | 0 | 0 | 0 | 0 | 0 | 377.412 | 0 | 0 | 405.7456 | 0 | 0 | 0 | 2 | 58.3001 | -10.3535 | 5.0078 | 162.9594 | -8.3958 | 6.0341 | 0 | 0 | 0 | 0 | 0.014441 | 0.024143 | #N/A | #N/A
B2 | BPM.405.B2 | BPM | _ | MONI | 0 | 0 | 0 | 0 | 0 | 377.412 | 0 | 0 | 405.7456 | 0 | 0 | 0 | 2 | 58.3001 | -10.3535 | 5.0078 | 162.9594 | -8.3958 | 6.0341 | 0 | 0 | 0 | 0 | 0.014441 | 0.024143 | 0.022 | 0.022
B2 | QD.405.B2 | QD | QD.5.B2 | QUAD | 0.3 | 0.1208 | 0 | 0 | 0 | 377.562 | 0 | 0 | 405.8956 | 0 | 0 | 0 | 2 | 62.4405 | -3.2808 | 5.0086 | 174.1376 | -29.314 | 6.0344 | 0 | 0 | 0 | 0 | 0.014945 | 0.024958 | 0.022 | 0.022
B2 | CXD.406.B2 | CXD | _ | HKIC | 0.1 | 0 | 0 | 0 | 0 | 377.862 | 0 | 0 | 406.1956 | 0 | 0 | 0 | 2 | 63.7603 | -3.3185 | 5.0091 | 186.0608 | -30.302 | 6.0345 | 0 | 0 | 0 | 0 | 0.015102 | 0.025798 | 0.017 | 0.017
B2 | QD.406.B2 | QD | QD.6.B2 | QUAD | 0.3 | -0.3527 | 0 | 0 | 0 | 378.462 | 0 | 0 | 406.7956 | 0 | 0 | 0 | 2 | 75.9274 | -29.3204 | 5.0107 | 207.9938 | 42.2416 | 6.0351 | 0 | 0 | 0 | 0 | 0.01648 | 0.027276 | 0.022 | 0.022
B2 | CYD.407.B2 | CYD | _ | VKIC | 0.1 | 0 | 0 | 0 | 0 | 378.762 | 0 | 0 | 407.0956 | 0 | 0 | 0 | 2 | 88.109 | -31.5875 | 5.0111 | 191.4405 | 40.5249 | 6.0352 | 0 | 0 | 0 | 0 | 0.017753 | 0.026168 | 0.017 | 0.017
B2 | QD.407.B2 | QD | QD.7.B2 | QUAD | 0.3 | 0.2387 | 0 | 0 | 0 | 379.362 | 0 | 0 | 407.6956 | 0 | 0 | 0 | 2 | 128.7887 | -8.1115 | 5.0122 | 149.6141 | -0.3051 | 6.0359 | 0 | 0 | 0 | 0 | 0.021463 | 0.023134 | 0.022 | 0.022
B2 | BPM.407.B2 | BPM | _ | MONI | 0 | 0 | 0 | 0 | 0 | 379.512 | 0 | 0 | 407.8456 | 0 | 0 | 0 | 2 | 128.7887 | -8.1115 | 5.0122 | 149.6141 | -0.3051 | 6.0359 | 0 | 0 | 0 | 0 | 0.021463 | 0.023134 | 0.022 | 0.022
B2 | BPM.413.B2 | BPM | _ | MONI | 0 | 0 | 0 | 0 | 0 | 385.212 | 0 | 0 | 413.5456 | 0 | 0 | 0 | 2 | 238.1104 | -11.0678 | 5.0173 | 153.3299 | -0.3468 | 6.0419 | 0 | 0 | 0 | 0 | 0.029184 | 0.023419 | 0.022 | 0.022
B2 | OTR4.413.B2 | OTR4 | _ | INSTR | 0 | 0 | 0 | 0 | 0 | 385.212 | 0 | 0 | 413.5456 | 0 | 0 | 0 | 2 | 238.1104 | -11.0678 | 5.0173 | 153.3299 | -0.3468 | 6.0419 | 0 | 0 | 0 | 0 | 0.029184 | 0.023419 | #N/A | #N/A
B2 | QD.413.B2 | QD | QD.8.B2 | QUAD | 0.3 | -0.262 | 0 | 0 | 0 | 385.362 | 0 | 0 | 413.6956 | 0 | 0 | 0 | 2 | 264.3649 | -78.7284 | 5.0175 | 141.7877 | 37.8071 | 6.0422 | 0 | 0 | 0 | 0 | 0.030751 | 0.022521 | 0.022 | 0.022
B2 | CXD.413.B2 | CXD | _ | HKIC | 0.1 | 0 | 0 | 0 | 0 | 385.662 | 0 | 0 | 413.9956 | 0 | 0 | 0 | 2 | 296.7942 | -83.4182 | 5.0176 | 127.0684 | 35.7895 | 6.0425 | 0 | 0 | 0 | 0 | 0.032583 | 0.02132 | 0.017 | 0.017
B2 | CYD.414.B2 | CYD | _ | VKIC | 0.1 | 0 | 0 | 0 | 0 | 386.562 | 0 | 0 | 414.8956 | 0 | 0 | 0 | 2 | 465.9409 | -104.5226 | 5.018 | 70.8188 | 26.7101 | 6.044 | 0 | 0 | 0 | 0 | 0.040825 | 0.015916 | 0.017 | 0.017
B2 | QD.415.B2 | QD | QD.9.B2 | QUAD | 0.3 | 0.2041 | 0 | 0 | 0 | 386.862 | 0 | 0 | 415.1956 | 0 | 0 | 0 | 2 | 521.4619 | -5.3902 | 5.0182 | 54.5442 | 11.8243 | 6.045 | 0 | 0 | 0 | 0 | 0.043189 | 0.013968 | 0.022 | 0.022
B2 | BPM.415.B2 | BPM | _ | MONI | 0 | 0 | 0 | 0 | 0 | 387.012 | 0 | 0 | 415.3456 | 0 | 0 | 0 | 2 | 521.4619 | -5.3902 | 5.0182 | 54.5442 | 11.8243 | 6.045 | 0 | 0 | 0 | 0 | 0.043189 | 0.013968 | 0.022 | 0.022
B2 | TDS.415.B2 | TDS | _ | LCAV | 0.6 | 0 | 0 | 2800 | 0 | 387.462 | 0 | 0 | 415.7956 | 0 | 0 | 0 | 2 | 529.5797 | -5.4335 | 5.0184 | 38.26 | 9.888 | 6.0476 | 0 | 0 | 0 | 0 | 0.043524 | 0.011699 | 0.017 | 0.017
B2 | TDS.416.B2 | TDS | _ | LCAV | 0.6 | 0 | 0 | 2800 | 0 | 388.062 | 0 | 0 | 416.3956 | 0 | 0 | 0 | 2 | 536.1205 | -5.468 | 5.0186 | 27.3237 | 8.3391 | 6.0506 | 0 | 0 | 0 | 0 | 0.043792 | 0.0098862 | 0.017 | 0.017
B2 | TDS.416.B2 | TDS | _ | LCAV | 0.6 | 0 | 0 | 2800 | 0 | 388.662 | 0 | 0 | 416.9956 | 0 | 0 | 0 | 2 | 542.7029 | -5.5026 | 5.0187 | 18.2462 | 6.7901 | 6.0549 | 0 | 0 | 0 | 0 | 0.04406 | 0.0080788 | 0.017 | 0.017
B2 | MTDS.417.B2 | MTDS | _ | MARK | 0 | 0 | 0 | 0 | 0 | 388.962 | 0 | 0 | 417.2956 | 0 | 0 | 0 | 2 | 542.7029 | -5.5026 | 5.0187 | 18.2462 | 6.7901 | 6.0549 | 0 | 0 | 0 | 0 | 0.04406 | 0.0080788 | #N/A | #N/A
B2 | TDS.417.B2 | TDS | _ | LCAV | 0.6 | 0 | 0 | 2800 | 0 | 389.262 | 0 | 0 | 417.5956 | 0 | 0 | 0 | 2 | 549.3268 | -5.5372 | 5.0189 | 11.0275 | 5.2411 | 6.0616 | 0 | 0 | 0 | 0 | 0.044328 | 0.0062806 | 0.017 | 0.017
B2 | TDS.418.B2 | TDS | _ | LCAV | 0.6 | 0 | 0 | 2800 | 0 | 389.862 | 0 | 0 | 418.1956 | 0 | 0 | 0 | 2 | 555.9922 | -5.5718 | 5.0191 | 5.6676 | 3.6921 | 6.0737 | 0 | 0 | 0 | 0 | 0.044596 | 0.0045026 | 0.017 | 0.017
B2 | TDS.418.B2 | TDS | _ | LCAV | 0.6 | 0 | 0 | 2800 | 0 | 390.462 | 0 | 0 | 418.7956 | 0 | 0 | 0 | 2 | 562.6991 | -5.6064 | 5.0193 | 2.1665 | 2.1431 | 6.1011 | 0 | 0 | 0 | 0 | 0.044864 | 0.0027838 | 0.017 | 0.017
B2 | BPM.419.B2 | BPM | _ | MONI | 0 | 0 | 0 | 0 | 0 | 390.912 | 0 | 0 | 419.2456 | 0 | 0 | 0 | 2 | 564.3823 | -5.615 | 5.0193 | 1.5816 | 1.7559 | 6.114 | 0 | 0 | 0 | 0 | 0.044931 | 0.0023785 | 0.022 | 0.022
B2 | QD.419.B2 | QD | QD.10.B2 | QUAD | 0.3 | 0.103 | 0 | 0 | 0 | 391.062 | 0 | 0 | 419.3956 | 0 | 0 | 0 | 2 | 550.4255 | 51.6575 | 5.0194 | 0.7904 | 0.9087 | 6.1574 | 0 | 0 | 0 | 0 | 0.044372 | 0.0016814 | 0.022 | 0.022
B2 | CXD.419.B2 | CXD | _ | HKIC | 0.1 | 0 | 0 | 0 | 0 | 391.362 | 0 | 0 | 419.6956 | 0 | 0 | 0 | 2 | 529.9565 | 50.6875 | 5.0194 | 0.5193 | 0.4467 | 6.208 | 0 | 0 | 0 | 0 | 0.043539 | 0.0013629 | 0.017 | 0.017
B2 | BPM.421.B2 | BPM | _ | MONI | 0 | 0 | 0 | 0 | 0 | 393.612 | 0 | 0 | 421.9456 | 0 | 0 | 0 | 2 | 330.4049 | 40.0178 | 5.0203 | 9.734 | -4.6352 | 6.491 | 0 | 0 | 0 | 0 | 0.034378 | 0.0059007 | 0.022 | 0.022
B2 | QD.422.B2 | QD | QD.11.B2 | QUAD | 0.3 | -0.1249 | 0 | 0 | 0 | 393.762 | 0 | 0 | 422.0956 | 0 | 0 | 0 | 2 | 318.7716 | -0.757 | 5.0204 | 12.2912 | -3.7818 | 6.4954 | 0 | 0 | 0 | 0 | 0.033768 | 0.0066307 | 0.022 | 0.022
B2 | CYD.422.B2 | CYD | _ | VKIC | 0.1 | 0 | 0 | 0 | 0 | 394.062 | 0 | 0 | 422.3956 | 0 | 0 | 0 | 2 | 319.0746 | -0.758 | 5.0205 | 13.8537 | -4.0308 | 6.4978 | 0 | 0 | 0 | 0 | 0.033784 | 0.0070395 | 0.017 | 0.017
B2 | BPM.424.B2 | BPM | _ | MONI | 0 | 0 | 0 | 0 | 0 | 396.312 | 0 | 0 | 424.6456 | 0 | 0 | 0 | 2 | 322.4338 | -0.7689 | 5.0216 | 37.6149 | -6.7698 | 6.5132 | 0 | 0 | 0 | 0 | 0.033961 | 0.0116 | 0.022 | 0.022
B2 | QD.424.B2 | QD | QD.12.B2 | QUAD | 0.3 | 0.096 | 0 | 0 | 0 | 396.462 | 0 | 0 | 424.7956 | 0 | 0 | 0 | 2 | 313.6902 | 29.634 | 5.0218 | 42.962 | -11.2246 | 6.5143 | 0 | 0 | 0 | 0 | 0.033497 | 0.012397 | 0.022 | 0.022
B2 | CXD.425.B2 | CXD | _ | HKIC | 0.1 | 0 | 0 | 0 | 0 | 396.762 | 0 | 0 | 425.0956 | 0 | 0 | 0 | 2 | 301.9487 | 29.0734 | 5.0219 | 47.5701 | -11.8158 | 6.5151 | 0 | 0 | 0 | 0 | 0.032864 | 0.013044 | 0.017 | 0.017
B2 | OTR5.426.B2 | OTR5 | _ | INSTR | 0 | 0 | 0 | 0 | 0 | 398.362 | 0 | 0 | 426.6956 | 0 | 0 | 0 | 2 | 218.5545 | 24.7293 | 5.0228 | 91.3006 | -16.3974 | 6.5188 | 0 | 0 | 0 | 0 | 0.02796 | 0.018072 | #N/A | #N/A
B2 | BPM.428.B2 | BPM | _ | MONI | 0 | 0 | 0 | 0 | 0 | 400.012 | 0 | 0 | 428.3456 | 0 | 0 | 0 | 2 | 144.5782 | 20.1049 | 5.0243 | 153.4596 | -21.2747 | 6.521 | 0 | 0 | 0 | 0 | 0.022741 | 0.023429 | 0.022 | 0.022
B2 | QD.428.B2 | QD | QD.13.B2 | QUAD | 0.3 | -0.1582 | 0 | 0 | 0 | 400.262 | 0 | 0 | 428.5956 | 0 | 0 | 0 | 2 | 135.3468 | -2.0876 | 5.0248 | 163.1718 | 3.7651 | 6.5214 | 0 | 0 | 0 | 0 | 0.022003 | 0.024159 | 0.022 | 0.022
B2 | CXD.428.B2 | CXD | _ | HKIC | 0.1 | 0 | 0 | 0 | 0 | 400.562 | 0 | 0 | 428.8956 | 0 | 0 | 0 | 2 | 136.1834 | -2.0955 | 5.025 | 161.6695 | 3.7465 | 6.5216 | 0 | 0 | 0 | 0 | 0.022071 | 0.024048 | 0.017 | 0.017
B2 | BPM.432.B2 | BPM | _ | MONI | 0 | 0 | 0 | 0 | 0 | 403.812 | 0 | 0 | 432.1456 | 0 | 0 | 0 | 2 | 150 | -2.2222 | 5.0286 | 138.6441 | 3.4489 | 6.525 | 0 | 0 | 0 | 0 | 0.023164 | 0.022269 | 0.022 | 0.022
B2 | QD.432.B2 | QD | QD.14.B2 | QUAD | 0.3 | -0.1085 | 0 | 0 | 0 | 404.062 | 0 | 0 | 432.3956 | 0 | 0 | 0 | 2 | 156.762 | -19.0587 | 5.029 | 131.5038 | 17.8315 | 6.5255 | 0 | 0 | 0 | 0 | 0.02368 | 0.021688 | 0.022 | 0.022
B2 | CYD.432.B2 | CYD | _ | VKIC | 0.1 | 0 | 0 | 0 | 0 | 404.362 | 0 | 0 | 432.6956 | 0 | 0 | 0 | 2 | 164.4784 | -19.5234 | 5.0292 | 124.4682 | 17.3464 | 6.5257 | 0 | 0 | 0 | 0 | 0.024256 | 0.0211 | 0.017 | 0.017
B2 | OTR6.434.B2 | OTR6 | _ | INSTR | 0 | 0 | 0 | 0 | 0 | 405.962 | 0 | 0 | 434.2956 | 0 | 0 | 0 | 2 | 230.5832 | -23.1249 | 5.0305 | 76.5217 | 13.5869 | 6.5283 | 0 | 0 | 0 | 0 | 0.028719 | 0.016544 | #N/A | #N/A
B2 | BPM.435.B2 | BPM | _ | MONI | 0 | 0 | 0 | 0 | 0 | 407.612 | 0 | 0 | 435.9456 | 0 | 0 | 0 | 2 | 313.221 | -26.9586 | 5.0314 | 38.2885 | 9.5848 | 6.5331 | 0 | 0 | 0 | 0 | 0.033472 | 0.011703 | 0.022 | 0.022
B2 | QD.436.B2 | QD | QD.15.B2 | QUAD | 0.3 | 0.2113 | 0 | 0 | 0 | 407.862 | 0 | 0 | 436.1956 | 0 | 0 | 0 | 2 | 314.6977 | 40.0398 | 5.0316 | 33.13 | 1.7729 | 6.5349 | 0 | 0 | 0 | 0 | 0.033551 | 0.010886 | 0.022 | 0.022
B2 | CXD.436.B2 | CXD | _ | HKIC | 0.1 | 0 | 0 | 0 | 0 | 408.162 | 0 | 0 | 436.4956 | 0 | 0 | 0 | 2 | 298.8857 | 39.0203 | 5.0317 | 32.4258 | 1.7479 | 6.5359 | 0 | 0 | 0 | 0 | 0.032697 | 0.01077 | 0.017 | 0.017
B2 | OTR7.438.B2 | OTR7 | _ | INSTR | 0 | 0 | 0 | 0 | 0 | 409.762 | 0 | 0 | 438.0956 | 0 | 0 | 0 | 2 | 190.1696 | 31.1191 | 5.0328 | 27.3077 | 1.5541 | 6.5442 | 0 | 0 | 0 | 0 | 0.026081 | 0.0098833 | #N/A | #N/A
B2 | BPM.439.B2 | BPM | _ | MONI | 0 | 0 | 0 | 0 | 0 | 411.412 | 0 | 0 | 439.7456 | 0 | 0 | 0 | 2 | 101.3546 | 22.7081 | 5.0347 | 22.5197 | 1.3477 | 6.5548 | 0 | 0 | 0 | 0 | 0.019041 | 0.0089751 | 0.022 | 0.022
B2 | QD.439.B2 | QD | QD.16.B2 | QUAD | 0.3 | -0.2982 | 0 | 0 | 0 | 411.662 | 0 | 0 | 439.9956 | 0 | 0 | 0 | 2 | 92.1368 | -5.9741 | 5.0353 | 19.5759 | 7.3154 | 6.5578 | 0 | 0 | 0 | 0 | 0.018154 | 0.008368 | 0.022 | 0.022
B2 | CYD.440.B2 | CYD | _ | VKIC | 0.1 | 0 | 0 | 0 | 0 | 411.962 | 0 | 0 | 440.2956 | 0 | 0 | 0 | 2 | 94.5424 | -6.0537 | 5.0357 | 16.7612 | 6.7584 | 6.5595 | 0 | 0 | 0 | 0 | 0.01839 | 0.007743 | 0.017 | 0.017
B2 | OTR8.441.B2 | OTR8 | _ | INSTR | 0 | 0 | 0 | 0 | 0 | 413.562 | 0 | 0 | 441.8956 | 0 | 0 | 0 | 2 | 114.2656 | -6.6709 | 5.038 | 2.5005 | 2.442 | 6.598 | 0 | 0 | 0 | 0 | 0.020217 | 0.0029907 | #N/A | #N/A
B2 | BPM.443.B2 | BPM | _ | MONI | 0 | 0 | 0 | 0 | 0 | 415.212 | 0 | 0 | 443.5456 | 0 | 0 | 0 | 2 | 137.3639 | -7.328 | 5.0401 | 2.0234 | -2.1529 | 6.9669 | 0 | 0 | 0 | 0 | 0.022166 | 0.0026903 | 0.022 | 0.022
B2 | QD.443.B2 | QD | QD.15.B2 | QUAD | 0.3 | 0.2113 | 0 | 0 | 0 | 415.462 | 0 | 0 | 443.7956 | 0 | 0 | 0 | 2 | 134.4878 | 21.5459 | 5.0406 | 4.4198 | -4.1643 | 6.9886 | 0 | 0 | 0 | 0 | 0.021933 | 0.0039761 | 0.022 | 0.022
B2 | CXD.444.B2 | CXD | _ | HKIC | 0.1 | 0 | 0 | 0 | 0 | 415.762 | 0 | 0 | 444.0956 | 0 | 0 | 0 | 2 | 126.0078 | 20.8541 | 5.0408 | 6.2515 | -4.9942 | 6.9947 | 0 | 0 | 0 | 0 | 0.02123 | 0.0047288 | 0.017 | 0.017
B2 | OTR9.445.B2 | OTR9 | _ | INSTR | 0 | 0 | 0 | 0 | 0 | 417.362 | 0 | 0 | 445.6956 | 0 | 0 | 0 | 2 | 69.671 | 15.4922 | 5.0435 | 31.7035 | -11.4264 | 7.0122 | 0 | 0 | 0 | 0 | 0.015786 | 0.010649 | #N/A | #N/A
B2 | BPM.447.B2 | BPM | _ | MONI | 0 | 0 | 0 | 0 | 0 | 419.012 | 0 | 0 | 447.3456 | 0 | 0 | 0 | 2 | 27.9644 | 9.7845 | 5.0494 | 80.7086 | -18.2736 | 7.0174 | 0 | 0 | 0 | 0 | 0.010001 | 0.016991 | 0.022 | 0.022
B2 | QD.447.B2 | QD | QD.16.B2 | QUAD | 0.3 | -0.2982 | 0 | 0 | 0 | 419.262 | 0 | 0 | 447.5956 | 0 | 0 | 0 | 2 | 22.7562 | 1.8394 | 5.052 | 87.9943 | 7.0827 | 7.0182 | 0 | 0 | 0 | 0 | 0.0090221 | 0.017741 | 0.022 | 0.022
B2 | CYD.447.B2 | CYD | _ | VKIC | 0.1 | 0 | 0 | 0 | 0 | 419.562 | 0 | 0 | 447.8956 | 0 | 0 | 0 | 2 | 22.0281 | 1.8009 | 5.0534 | 85.1845 | 6.9664 | 7.0185 | 0 | 0 | 0 | 0 | 0.0088766 | 0.017456 | 0.017 | 0.017
B2 | OTR10.449.B2 | OTR10 | _ | INSTR | 0 | 0 | 0 | 0 | 0 | 421.162 | 0 | 0 | 449.4956 | 0 | 0 | 0 | 2 | 16.9082 | 1.5023 | 5.0662 | 64.9857 | 6.0651 | 7.0218 | 0 | 0 | 0 | 0 | 0.0077769 | 0.015246 | #N/A | #N/A
B2 | BPM.450.B2 | BPM | _ | MONI | 0 | 0 | 0 | 0 | 0 | 422.262 | 0 | 0 | 450.5956 | 0 | 0 | 0 | 2 | 13.8363 | 1.2904 | 5.0777 | 52.346 | 5.4255 | 7.0248 | 0 | 0 | 0 | 0 | 0.0070351 | 0.013684 | 0.022 | 0.022
B2 | QD.450.B2 | QD | QD.17.B2 | QUAD | 0.3 | -0.0631 | 0 | 0 | 0 | 422.512 | 0 | 0 | 450.8456 | 0 | 0 | 0 | 2 | 13.0838 | 0.3935 | 5.0824 | 47.1746 | 8.1867 | 7.0261 | 0 | 0 | 0 | 0 | 0.0068411 | 0.01299 | 0.022 | 0.022
B2 | CXD.451.B2 | CXD | _ | HKIC | 0.1 | 0 | 0 | 0 | 0 | 422.812 | 0 | 0 | 451.1456 | 0 | 0 | 0 | 2 | 12.93 | 0.3759 | 5.0849 | 43.9576 | 7.8983 | 7.0268 | 0 | 0 | 0 | 0 | 0.0068008 | 0.012539 | 0.017 | 0.017
B2 | QD.452.B2 | QD | QD.18.B2 | QUAD | 0.3 | 0.126 | 0 | 0 | 0 | 424.012 | 0 | 0 | 452.3456 | 0 | 0 | 0 | 2 | 11.6484 | 1.7468 | 5.1015 | 26.8949 | 2.6834 | 7.0329 | 0 | 0 | 0 | 0 | 0.0064549 | 0.0098083 | 0.022 | 0.022
B2 | CYD.452.B2 | CYD | _ | VKIC | 0.1 | 0 | 0 | 0 | 0 | 424.312 | 0 | 0 | 452.6456 | 0 | 0 | 0 | 2 | 10.9636 | 1.6773 | 5.1043 | 25.8337 | 2.6225 | 7.0341 | 0 | 0 | 0 | 0 | 0.0062623 | 0.0096129 | 0.017 | 0.017
B2 | QD.454.B2 | QD | QD.19.B2 | QUAD | 0.3 | 0.0864 | 0 | 0 | 0 | 425.762 | 0 | 0 | 454.0956 | 0 | 0 | 0 | 2 | 6.4243 | 1.6971 | 5.1336 | 18.93 | 0.5291 | 7.0454 | 0 | 0 | 0 | 0 | 0.0047937 | 0.0082288 | 0.022 | 0.022
B2 | DEND.455.B2 | DEND | _ | MARK | 0 | 0 | 0 | 0 | 0 | 426.812 | 0 | 0 | 455.1456 | 0 | 0 | 0 | 2 | 3.8587 | 1.1535 | 5.1625 | 18.0323 | 0.4683 | 7.0532 | 0 | 0 | 0 | 0 | 0.0037152 | 0.0080313 | #N/A | #N/A
B2 | MSPEC.455.B2 | MSPEC | _ | MARK | 0 | 0 | 0 | 0 | 0 | 426.812 | 0 | 0 | 455.1456 | 0 | 0 | 0 | 2 | 3.8587 | 1.1535 | 5.1625 | 18.0323 | 0.4683 | 7.0532 | 0 | 0 | 0 | 0 | 0.0037152 | 0.0080313 | #N/A | #N/A
B2 | QD.460.B2 | QD | QD.20.B2 | QUAD | 0.3 | -0.1738 | 0 | 0 | 0 | 432.662 | 0 | 0 | 460.9956 | 0 | 0 | 0 | 2 | 12.3574 | -4.5785 | 5.4875 | 14.0857 | 2.5538 | 7.113 | 0 | 0 | 0 | 0 | 0.0066485 | 0.0070982 | 0.022 | 0.022
B2 | END.461.B2 | END | _ | MARK | 0 | 0 | 0 | 0 | 0 | 433.012 | 0 | 0 | 461.3456 | 0 | 0 | 0 | 2 | 14.2599 | -4.934 | 5.4899 | 13.0855 | 2.447 | 7.1153 | 0 | 0 | 0 | 0 | 0.007142 | 0.0068416 | #N/A | #N/A
L3 | START.461.L3 | START | _ | MARK | 0 | 0 | 0 | 0 | 0 | 433.012 | 0 | 0 | 461.3456 | 0 | 0 | 0 | 2 | 14.2599 | -4.934 | 5.4899 | 13.0855 | 2.447 | 7.1153 | 0 | 0 | 0 | 0 | 0.007142 | 0.0068416 | #N/A | #N/A
L3 | CFB.462.L3 | CFB | _ | CRYO | 2.478 | 0 | 0 | 0 | 0 | 434.251 | 0 | 0 | 462.5846 | 0 | 0 | 0 | 2 | 49.6264 | -9.3382 | 5.5048 | 4.2372 | 1.1237 | 7.1693 | 0 | 0 | 0 | 0 | 0.013323 | 0.0038931 | #N/A | #N/A
L3 | ACCSTART.463.L3 | ACCSTART | _ | MARK | 0 | 0 | 0 | 0 | 0 | 435.49 | 0 | 0 | 463.8236 | 0 | 0 | 0 | 2 | 49.6264 | -9.3382 | 5.5048 | 4.2372 | 1.1237 | 7.1693 | 0 | 0 | 0 | 0 | 0.013323 | 0.0038931 | #N/A | #N/A
L3 | CAV.464.L3 | CAV | _ | LCAV | 1.0377 | 19.375 | 0 | 1300 | 0 | 436.2304 | 0 | 0 | 464.564 | 0 | 0 | 0 | 2.0194 | 75.9625 | -11.5747 | 5.508 | 2.2538 | 0.4513 | 7.2361 | 0 | 0 | 0 | 0 | 0.016404 | 0.0028257 | 0.032 | 0.032
L3 | CAV.465.L3 | CAV | _ | LCAV | 1.0377 | 19.375 | 0 | 1300 | 0 | 437.614 | 0 | 0 | 465.9476 | 0 | 0 | 0 | 2.0387 | 111.3911 | -14.0307 | 5.5104 | 2.0273 | -0.2876 | 7.3482 | 0 | 0 | 0 | 0 | 0.019771 | 0.0026672 | 0.032 | 0.032
L3 | CAV.467.L3 | CAV | _ | LCAV | 1.0377 | 19.375 | 0 | 1300 | 0 | 438.9976 | 0 | 0 | 467.3312 | 0 | 0 | 0 | 2.0581 | 153.614 | -16.485 | 5.5121 | 3.8455 | -1.0264 | 7.4307 | 0 | 0 | 0 | 0 | 0.023108 | 0.0036561 | 0.032 | 0.032
L3 | CAV.468.L3 | CAV | _ | LCAV | 1.0377 | 19.375 | 0 | 1300 | 0 | 440.3812 | 0 | 0 | 468.7148 | 0 | 0 | 0 | 2.0775 | 202.6262 | -18.9374 | 5.5134 | 7.708 | -1.7651 | 7.4716 | 0 | 0 | 0 | 0 | 0.026415 | 0.005152 | 0.032 | 0.032
L3 | CAV.470.L3 | CAV | _ | LCAV | 1.0377 | 19.375 | 0 | 1300 | 0 | 441.7648 | 0 | 0 | 470.0984 | 0 | 0 | 0 | 2.0969 | 258.4223 | -21.3877 | 5.5143 | 13.6144 | -2.5037 | 7.4932 | 0 | 0 | 0 | 0 | 0.029693 | 0.0068153 | 0.032 | 0.032
L3 | CAV.471.L3 | CAV | _ | LCAV | 1.0377 | 19.375 | 0 | 1300 | 0 | 443.1484 | 0 | 0 | 471.482 | 0 | 0 | 0 | 2.1162 | 320.996 | -23.8357 | 5.5151 | 21.5641 | -3.2419 | 7.506 | 0 | 0 | 0 | 0 | 0.032942 | 0.0085381 | 0.032 | 0.032
L3 | CAV.472.L3 | CAV | _ | LCAV | 1.0377 | 19.375 | 0 | 1300 | 0 | 444.532 | 0 | 0 | 472.8656 | 0 | 0 | 0 | 2.1356 | 390.3406 | -26.2811 | 5.5157 | 31.5562 | -3.9797 | 7.5145 | 0 | 0 | 0 | 0 | 0.036161 | 0.010282 | 0.032 | 0.032
L3 | CAV.474.L3 | CAV | _ | LCAV | 1.0377 | 19.375 | 0 | 1300 | 0 | 445.9156 | 0 | 0 | 474.2492 | 0 | 0 | 0 | 2.155 | 466.4488 | -28.7237 | 5.5162 | 43.5896 | -4.7172 | 7.5204 | 0 | 0 | 0 | 0 | 0.039351 | 0.012029 | 0.032 | 0.032
L3 | BPM.475.L3 | BPM | _ | MONI | 0 | 0 | 0 | 0 | 0 | 446.7138 | 0 | 0 | 475.0474 | 0 | 0 | 0 | 2.155 | 482.632 | -29.2183 | 5.5163 | 46.2663 | -4.8662 | 7.5214 | 0 | 0 | 0 | 0 | 0.040028 | 0.012393 | 0.022 | 0.022
L3 | Q.475.L3 | Q | Q.17.L3 | QUAD | 0.3 | 0.0913 | 0 | 0 | 0 | 446.9388 | 0 | 0 | 475.2724 | 0 | 0 | 0 | 2.155 | 491.2569 | 15.3727 | 5.5164 | 51.3443 | -9.7096 | 7.5226 | 0 | 0 | 0 | 0 | 0.040384 | 0.013056 | 0.037 | 0.037
L3 | CX.475.L3 | CX | _ | HKIC | 0 | 0 | 0 | 0 | 0 | 447.0888 | 0 | 0 | 475.4224 | 0 | 0 | 0 | 2.155 | 491.2569 | 15.3727 | 5.5164 | 51.3443 | -9.7096 | 7.5226 | 0 | 0 | 0 | 0 | 0.040384 | 0.013056 | 0.037 | 0.037
L3 | ACCEND.475.L3 | ACCEND | _ | MARK | 0 | 0 | 0 | 0 | 0 | 447.4812 | 0 | 0 | 475.8148 | 0 | 0 | 0 | 2.155 | 479.2668 | 15.1832 | 5.5166 | 59.2501 | -10.4377 | 7.5238 | 0 | 0 | 0 | 0 | 0.039888 | 0.014025 | #N/A | #N/A
L3 | ACCSTART.475.L3 | ACCSTART | _ | MARK | 0 | 0 | 0 | 0 | 0 | 447.4812 | 0 | 0 | 475.8148 | 0 | 0 | 0 | 2.155 | 479.2668 | 15.1832 | 5.5166 | 59.2501 | -10.4377 | 7.5238 | 0 | 0 | 0 | 0 | 0.039888 | 0.014025 | #N/A | #N/A
L3 | CAV.476.L3 | CAV | _ | LCAV | 1.0377 | 19.375 | 0 | 1300 | 0 | 448.2216 | 0 | 0 | 476.5552 | 0 | 0 | 0 | 2.1744 | 441.7834 | 14.5833 | 5.517 | 88.4796 | -12.7728 | 7.5265 | 0 | 0 | 0 | 0 | 0.038125 | 0.017062 | 0.032 | 0.032
L3 | CAV.477.L3 | CAV | _ | LCAV | 1.0377 | 19.375 | 0 | 1300 | 0 | 449.6052 | 0 | 0 | 477.9388 | 0 | 0 | 0 | 2.1937 | 402.3461 | 13.9218 | 5.5175 | 127.3737 | -15.3372 | 7.5286 | 0 | 0 | 0 | 0 | 0.036223 | 0.020381 | 0.032 | 0.032
L3 | CAV.479.L3 | CAV | _ | LCAV | 1.0377 | 19.375 | 0 | 1300 | 0 | 450.9888 | 0 | 0 | 479.3224 | 0 | 0 | 0 | 2.2131 | 364.7415 | 13.2586 | 5.5181 | 173.3621 | -17.9001 | 7.5301 | 0 | 0 | 0 | 0 | 0.034337 | 0.023673 | 0.032 | 0.032
L3 | CAV.480.L3 | CAV | _ | LCAV | 1.0377 | 19.375 | 0 | 1300 | 0 | 452.3724 | 0 | 0 | 480.706 | 0 | 0 | 0 | 2.2325 | 328.9737 | 12.594 | 5.5187 | 226.4402 | -20.4611 | 7.5312 | 0 | 0 | 0 | 0 | 0.032468 | 0.026937 | 0.032 | 0.032
L3 | CAV.482.L3 | CAV | _ | LCAV | 1.0377 | 19.375 | 0 | 1300 | 0 | 453.756 | 0 | 0 | 482.0896 | 0 | 0 | 0 | 2.2519 | 295.0466 | 11.928 | 5.5194 | 286.6029 | -23.0202 | 7.5321 | 0 | 0 | 0 | 0 | 0.030616 | 0.030175 | 0.032 | 0.032
L3 | CAV.483.L3 | CAV | _ | LCAV | 1.0377 | 19.375 | 0 | 1300 | 0 | 455.1396 | 0 | 0 | 483.4732 | 0 | 0 | 0 | 2.2712 | 262.964 | 11.2608 | 5.5202 | 353.8444 | -25.577 | 7.5328 | 0 | 0 | 0 | 0 | 0.02878 | 0.033385 | 0.032 | 0.032
L3 | CAV.484.L3 | CAV | _ | LCAV | 1.0377 | 19.375 | 0 | 1300 | 0 | 456.5232 | 0 | 0 | 484.8568 | 0 | 0 | 0 | 2.2906 | 232.7292 | 10.5924 | 5.5211 | 428.1583 | -28.1315 | 7.5333 | 0 | 0 | 0 | 0 | 0.02696 | 0.036568 | 0.032 | 0.032
L3 | CAV.486.L3 | CAV | _ | LCAV | 1.0377 | 19.375 | 0 | 1300 | 0 | 457.9068 | 0 | 0 | 486.2404 | 0 | 0 | 0 | 2.31 | 204.3454 | 9.9229 | 5.5221 | 509.5379 | -30.6834 | 7.5338 | 0 | 0 | 0 | 0 | 0.025157 | 0.039724 | 0.032 | 0.032
L3 | BPM.487.L3 | BPM | _ | MONI | 0 | 0 | 0 | 0 | 0 | 458.705 | 0 | 0 | 487.0386 | 0 | 0 | 0 | 2.31 | 198.8404 | 9.7869 | 5.5224 | 526.8219 | -31.2 | 7.5339 | 0 | 0 | 0 | 0 | 0.024815 | 0.040392 | 0.022 | 0.022
L3 | Q.487.L3 | Q | Q.18.L3 | QUAD | 0.3 | -0.1078 | 0 | 0 | 0 | 458.93 | 0 | 0 | 487.2636 | 0 | 0 | 0 | 2.31 | 197.8954 | -11.5033 | 5.5227 | 533.0702 | 26.2018 | 7.534 | 0 | 0 | 0 | 0 | 0.024756 | 0.040631 | 0.037 | 0.037
L3 | CY.487.L3 | CY | _ | VKIC | 0 | 0 | 0 | 0 | 0 | 459.08 | 0 | 0 | 487.4136 | 0 | 0 | 0 | 2.31 | 197.8954 | -11.5033 | 5.5227 | 533.0702 | 26.2018 | 7.534 | 0 | 0 | 0 | 0 | 0.024756 | 0.040631 | 0.037 | 0.037
L3 | ACCEND.487.L3 | ACCEND | _ | MARK | 0 | 0 | 0 | 0 | 0 | 459.4724 | 0 | 0 | 487.806 | 0 | 0 | 0 | 2.31 | 207.0269 | -11.7676 | 5.523 | 512.7056 | 25.6957 | 7.5341 | 0 | 0 | 0 | 0 | 0.025321 | 0.039848 | #N/A | #N/A
L3 | ACCSTART.487.L3 | ACCSTART | _ | MARK | 0 | 0 | 0 | 0 | 0 | 459.4724 | 0 | 0 | 487.806 | 0 | 0 | 0 | 2.31 | 207.0269 | -11.7676 | 5.523 | 512.7056 | 25.6957 | 7.5341 | 0 | 0 | 0 | 0 | 0.025321 | 0.039848 | #N/A | #N/A
L3 | CAV.488.L3 | CAV | _ | LCAV | 1.0377 | 19.375 | 0 | 1300 | 0 | 460.2128 | 0 | 0 | 488.5464 | 0 | 0 | 0 | 2.3294 | 237.7293 | -12.6121 | 5.5239 | 450.0256 | 24.0791 | 7.5345 | 0 | 0 | 0 | 0 | 0.027021 | 0.037177 | 0.032 | 0.032
L3 | CAV.489.L3 | CAV | _ | LCAV | 1.0377 | 19.375 | 0 | 1300 | 0 | 461.5964 | 0 | 0 | 489.93 | 0 | 0 | 0 | 2.3487 | 273.9137 | -13.5391 | 5.5247 | 385.8578 | 22.2998 | 7.5351 | 0 | 0 | 0 | 0 | 0.028885 | 0.034283 | 0.032 | 0.032
L3 | CAV.491.L3 | CAV | _ | LCAV | 1.0377 | 19.375 | 0 | 1300 | 0 | 462.98 | 0 | 0 | 491.3136 | 0 | 0 | 0 | 2.3681 | 312.6622 | -14.465 | 5.5255 | 326.6162 | 20.5183 | 7.5357 | 0 | 0 | 0 | 0 | 0.030734 | 0.031412 | 0.032 | 0.032
L3 | CAV.492.L3 | CAV | _ | LCAV | 1.0377 | 19.375 | 0 | 1300 | 0 | 464.3636 | 0 | 0 | 492.6972 | 0 | 0 | 0 | 2.3875 | 353.9713 | -15.3897 | 5.5261 | 272.3065 | 18.735 | 7.5364 | 0 | 0 | 0 | 0 | 0.032568 | 0.028565 | 0.032 | 0.032
L3 | CAV.494.L3 | CAV | _ | LCAV | 1.0377 | 19.375 | 0 | 1300 | 0 | 465.7472 | 0 | 0 | 494.0808 | 0 | 0 | 0 | 2.4069 | 397.8377 | -16.3131 | 5.5267 | 222.9338 | 16.95 | 7.5373 | 0 | 0 | 0 | 0 | 0.034387 | 0.025741 | 0.032 | 0.032
L3 | CAV.495.L3 | CAV | _ | LCAV | 1.0377 | 19.375 | 0 | 1300 | 0 | 467.1308 | 0 | 0 | 495.4644 | 0 | 0 | 0 | 2.4262 | 444.2578 | -17.2352 | 5.5273 | 178.5024 | 15.1635 | 7.5384 | 0 | 0 | 0 | 0 | 0.036193 | 0.022942 | 0.032 | 0.032
L3 | CAV.496.L3 | CAV | _ | LCAV | 1.0377 | 19.375 | 0 | 1300 | 0 | 468.5144 | 0 | 0 | 496.848 | 0 | 0 | 0 | 2.4456 | 493.2279 | -18.156 | 5.5277 | 139.0163 | 13.3756 | 7.5398 | 0 | 0 | 0 | 0 | 0.037984 | 0.020166 | 0.032 | 0.032
L3 | CAV.498.L3 | CAV | _ | LCAV | 1.0377 | 19.375 | 0 | 1300 | 0 | 469.898 | 0 | 0 | 498.2316 | 0 | 0 | 0 | 2.465 | 544.7441 | -19.0753 | 5.5282 | 104.4791 | 11.5866 | 7.5416 | 0 | 0 | 0 | 0 | 0.039761 | 0.017413 | 0.032 | 0.032
L3 | BPM.499.L3 | BPM | _ | MONI | 0 | 0 | 0 | 0 | 0 | 470.6962 | 0 | 0 | 499.0298 | 0 | 0 | 0 | 2.465 | 555.4518 | -19.2624 | 5.5282 | 98.1078 | 11.225 | 7.5421 | 0 | 0 | 0 | 0 | 0.04015 | 0.016874 | 0.022 | 0.022
L3 | Q.499.L3 | Q | Q.19.L3 | QUAD | 0.3 | 0.0814 | 0 | 0 | 0 | 470.9212 | 0 | 0 | 499.2548 | 0 | 0 | 0 | 2.465 | 556.2772 | 26.1489 | 5.5283 | 92.1374 | 3.3014 | 7.5427 | 0 | 0 | 0 | 0 | 0.04018 | 0.016352 | 0.037 | 0.037
L3 | CX.499.L3 | CX | _ | HKIC | 0 | 0 | 0 | 0 | 0 | 471.0712 | 0 | 0 | 499.4048 | 0 | 0 | 0 | 2.465 | 556.2772 | 26.1489 | 5.5283 | 92.1374 | 3.3014 | 7.5427 | 0 | 0 | 0 | 0 | 0.04018 | 0.016352 | 0.037 | 0.037
L3 | ACCEND.499.L3 | ACCEND | _ | MARK | 0 | 0 | 0 | 0 | 0 | 471.4636 | 0 | 0 | 499.7972 | 0 | 0 | 0 | 2.465 | 535.9451 | 25.6659 | 5.5285 | 89.5664 | 3.2508 | 7.5434 | 0 | 0 | 0 | 0 | 0.039439 | 0.016123 | #N/A | #N/A
L3 | ACCSTART.499.L3 | ACCSTART | _ | MARK | 0 | 0 | 0 | 0 | 0 | 471.4636 | 0 | 0 | 499.7972 | 0 | 0 | 0 | 2.465 | 535.9451 | 25.6659 | 5.5285 | 89.5664 | 3.2508 | 7.5434 | 0 | 0 | 0 | 0 | 0.039439 | 0.016123 | #N/A | #N/A
L3 | CAV.500.L3 | CAV | _ | LCAV | 1.0377 | 19.375 | 0 | 1300 | 0 | 472.204 | 0 | 0 | 500.5376 | 0 | 0 | 0 | 2.4844 | 473.2476 | 24.1227 | 5.5289 | 81.5825 | 3.0893 | 7.5457 | 0 | 0 | 0 | 0 | 0.036915 | 0.015327 | 0.032 | 0.032
L3 | CAV.501.L3 | CAV | _ | LCAV | 1.0377 | 19.375 | 0 | 1300 | 0 | 473.5876 | 0 | 0 | 501.9212 | 0 | 0 | 0 | 2.5037 | 408.8468 | 22.4244 | 5.5294 | 73.28 | 2.9116 | 7.5486 | 0 | 0 | 0 | 0 | 0.034179 | 0.01447 | 0.032 | 0.032
L3 | CAV.503.L3 | CAV | _ | LCAV | 1.0377 | 19.375 | 0 | 1300 | 0 | 474.9712 | 0 | 0 | 503.3048 | 0 | 0 | 0 | 2.5231 | 349.1477 | 20.7243 | 5.5299 | 65.4697 | 2.7336 | 7.5518 | 0 | 0 | 0 | 0 | 0.031464 | 0.013625 | 0.032 | 0.032
L3 | CAV.504.L3 | CAV | _ | LCAV | 1.0377 | 19.375 | 0 | 1300 | 0 | 476.3548 | 0 | 0 | 504.6884 | 0 | 0 | 0 | 2.5425 | 294.1553 | 19.0225 | 5.5306 | 58.1523 | 2.5553 | 7.5553 | 0 | 0 | 0 | 0 | 0.02877 | 0.012792 | 0.032 | 0.032
L3 | CAV.506.L3 | CAV | _ | LCAV | 1.0377 | 19.375 | 0 | 1300 | 0 | 477.7384 | 0 | 0 | 506.072 | 0 | 0 | 0 | 2.5619 | 243.8741 | 17.3191 | 5.5314 | 51.3283 | 2.3769 | 7.5594 | 0 | 0 | 0 | 0 | 0.026096 | 0.011972 | 0.032 | 0.032
L3 | CAV.507.L3 | CAV | _ | LCAV | 1.0377 | 19.375 | 0 | 1300 | 0 | 479.122 | 0 | 0 | 507.4556 | 0 | 0 | 0 | 2.5812 | 198.308 | 15.6144 | 5.5324 | 44.9983 | 2.1983 | 7.5639 | 0 | 0 | 0 | 0 | 0.023444 | 0.011168 | 0.032 | 0.032
L3 | CAV.508.L3 | CAV | _ | LCAV | 1.0377 | 19.375 | 0 | 1300 | 0 | 480.5056 | 0 | 0 | 508.8392 | 0 | 0 | 0 | 2.6006 | 157.4608 | 13.9085 | 5.5337 | 39.1628 | 2.0195 | 7.5692 | 0 | 0 | 0 | 0 | 0.020812 | 0.010379 | 0.032 | 0.032
L3 | CAV.510.L3 | CAV | _ | LCAV | 1.0377 | 19.375 | 0 | 1300 | 0 | 481.8892 | 0 | 0 | 510.2228 | 0 | 0 | 0 | 2.62 | 121.3355 | 12.2015 | 5.5353 | 33.8223 | 1.8405 | 7.5752 | 0 | 0 | 0 | 0 | 0.018202 | 0.00961 | 0.032 | 0.032
L3 | BPM.511.L3 | BPM | _ | MONI | 0 | 0 | 0 | 0 | 0 | 482.6874 | 0 | 0 | 511.021 | 0 | 0 | 0 | 2.62 | 114.6161 | 11.8565 | 5.5357 | 32.8044 | 1.8043 | 7.5766 | 0 | 0 | 0 | 0 | 0.017691 | 0.0094643 | 0.022 | 0.022
L3 | Q.511.L3 | Q | Q.20.L3 | QUAD | 0.3 | -0.0762 | 0 | 0 | 0 | 482.9124 | 0 | 0 | 511.246 | 0 | 0 | 0 | 2.62 | 108.3895 | 3.1993 | 5.5362 | 30.7476 | 4.1163 | 7.5784 | 0 | 0 | 0 | 0 | 0.017204 | 0.0091628 | 0.037 | 0.037
L3 | CY.511.L3 | CY | _ | VKIC | 0 | 0 | 0 | 0 | 0 | 483.0624 | 0 | 0 | 511.396 | 0 | 0 | 0 | 2.62 | 108.3895 | 3.1993 | 5.5362 | 30.7476 | 4.1163 | 7.5784 | 0 | 0 | 0 | 0 | 0.017204 | 0.0091628 | 0.037 | 0.037
L3 | ACCEND.511.L3 | ACCEND | _ | MARK | 0 | 0 | 0 | 0 | 0 | 483.4548 | 0 | 0 | 511.7884 | 0 | 0 | 0 | 2.62 | 105.8946 | 3.1586 | 5.5368 | 27.607 | 3.8873 | 7.5806 | 0 | 0 | 0 | 0 | 0.017004 | 0.0086823 | #N/A | #N/A
L3 | ACCSTART.511.L3 | ACCSTART | _ | MARK | 0 | 0 | 0 | 0 | 0 | 483.4548 | 0 | 0 | 511.7884 | 0 | 0 | 0 | 2.62 | 105.8946 | 3.1586 | 5.5368 | 27.607 | 3.8873 | 7.5806 | 0 | 0 | 0 | 0 | 0.017004 | 0.0086823 | #N/A | #N/A
L3 | CAV.512.L3 | CAV | _ | LCAV | 1.0377 | 19.375 | 0 | 1300 | 0 | 484.1952 | 0 | 0 | 512.5288 | 0 | 0 | 0 | 2.6394 | 98.1023 | 3.0294 | 5.5387 | 18.7417 | 3.1526 | 7.5894 | 0 | 0 | 0 | 0 | 0.016307 | 0.0071273 | 0.032 | 0.032
L3 | CAV.513.L3 | CAV | _ | LCAV | 1.0377 | 19.375 | 0 | 1300 | 0 | 485.5788 | 0 | 0 | 513.9124 | 0 | 0 | 0 | 2.6587 | 89.9168 | 2.887 | 5.5411 | 11.135 | 2.3452 | 7.6047 | 0 | 0 | 0 | 0 | 0.015555 | 0.0054737 | 0.032 | 0.032
L3 | CAV.515.L3 | CAV | _ | LCAV | 1.0377 | 19.375 | 0 | 1300 | 0 | 486.9624 | 0 | 0 | 515.296 | 0 | 0 | 0 | 2.6781 | 82.1255 | 2.7444 | 5.5437 | 5.7628 | 1.5376 | 7.6323 | 0 | 0 | 0 | 0 | 0.014812 | 0.0039235 | 0.032 | 0.032
L3 | CAV.516.L3 | CAV | _ | LCAV | 1.0377 | 19.375 | 0 | 1300 | 0 | 488.346 | 0 | 0 | 516.6796 | 0 | 0 | 0 | 2.6975 | 74.7291 | 2.6016 | 5.5465 | 2.6254 | 0.7299 | 7.6902 | 0 | 0 | 0 | 0 | 0.014078 | 0.0026387 | 0.032 | 0.032
L3 | CAV.518.L3 | CAV | _ | LCAV | 1.0377 | 19.375 | 0 | 1300 | 0 | 489.7296 | 0 | 0 | 518.0632 | 0 | 0 | 0 | 2.7169 | 67.7281 | 2.4586 | 5.5496 | 1.7232 | -0.0778 | 7.8029 | 0 | 0 | 0 | 0 | 0.013354 | 0.0021301 | 0.032 | 0.032
L3 | CAV.519.L3 | CAV | _ | LCAV | 1.0377 | 19.375 | 0 | 1300 | 0 | 491.1132 | 0 | 0 | 519.4468 | 0 | 0 | 0 | 2.7362 | 61.123 | 2.3154 | 5.553 | 3.0562 | -0.8856 | 7.9059 | 0 | 0 | 0 | 0 | 0.012642 | 0.0028268 | 0.032 | 0.032
L3 | CAV.520.L3 | CAV | _ | LCAV | 1.0377 | 19.375 | 0 | 1300 | 0 | 492.4968 | 0 | 0 | 520.8304 | 0 | 0 | 0 | 2.7556 | 54.9142 | 2.1721 | 5.5568 | 6.6243 | -1.6932 | 7.9556 | 0 | 0 | 0 | 0 | 0.01194 | 0.004147 | 0.032 | 0.032
L3 | CAV.522.L3 | CAV | _ | LCAV | 1.0377 | 19.375 | 0 | 1300 | 0 | 493.8804 | 0 | 0 | 522.214 | 0 | 0 | 0 | 2.775 | 49.1023 | 2.0286 | 5.561 | 12.4272 | -2.5008 | 7.98 | 0 | 0 | 0 | 0 | 0.011251 | 0.0056602 | 0.032 | 0.032
L3 | BPM.523.L3 | BPM | _ | MONI | 0 | 0 | 0 | 0 | 0 | 494.6786 | 0 | 0 | 523.0122 | 0 | 0 | 0 | 2.775 | 47.9773 | 1.9995 | 5.5619 | 13.8697 | -2.6638 | 7.9834 | 0 | 0 | 0 | 0 | 0.011121 | 0.0059797 | 0.022 | 0.022
L3 | Q.523.L3 | Q | Q.21.L3 | QUAD | 0.3 | 0.0735 | 0 | 0 | 0 | 494.9036 | 0 | 0 | 523.2372 | 0 | 0 | 0 | 2.775 | 45.4658 | 5.3276 | 5.5632 | 16.2912 | -4.0704 | 7.9874 | 0 | 0 | 0 | 0 | 0.010826 | 0.0064807 | 0.037 | 0.037
L3 | CX.523.L3 | CX | _ | HKIC | 0 | 0 | 0 | 0 | 0 | 495.0536 | 0 | 0 | 523.3872 | 0 | 0 | 0 | 2.775 | 45.4658 | 5.3276 | 5.5632 | 16.2912 | -4.0704 | 7.9874 | 0 | 0 | 0 | 0 | 0.010826 | 0.0064807 | 0.037 | 0.037
L3 | ACCEND.523.L3 | ACCEND | _ | MARK | 0 | 0 | 0 | 0 | 0 | 495.446 | 0 | 0 | 523.7796 | 0 | 0 | 0 | 2.775 | 41.3842 | 5.074 | 5.5647 | 19.6517 | -4.4936 | 7.9909 | 0 | 0 | 0 | 0 | 0.010329 | 0.0071178 | #N/A | #N/A
L3 | ACCSTART.523.L3 | ACCSTART | _ | MARK | 0 | 0 | 0 | 0 | 0 | 495.446 | 0 | 0 | 523.7796 | 0 | 0 | 0 | 2.775 | 41.3842 | 5.074 | 5.5647 | 19.6517 | -4.4936 | 7.9909 | 0 | 0 | 0 | 0 | 0.010329 | 0.0071178 | #N/A | #N/A
L3 | CAV.524.L3 | CAV | _ | LCAV | 1.0377 | 19.375 | 0 | 1300 | 0 | 496.1864 | 0 | 0 | 524.52 | 0 | 0 | 0 | 2.7944 | 29.6292 | 4.2605 | 5.5704 | 32.6791 | -5.8513 | 7.9988 | 0 | 0 | 0 | 0 | 0.0087094 | 0.0091467 | 0.032 | 0.032
L3 | CAV.525.L3 | CAV | _ | LCAV | 1.0377 | 19.375 | 0 | 1300 | 0 | 497.57 | 0 | 0 | 525.9036 | 0 | 0 | 0 | 2.8137 | 19.0767 | 3.3664 | 5.5796 | 50.9344 | -7.3426 | 8.0042 | 0 | 0 | 0 | 0 | 0.0069645 | 0.01138 | 0.032 | 0.032
L3 | CAV.527.L3 | CAV | _ | LCAV | 1.0377 | 19.375 | 0 | 1300 | 0 | 498.9536 | 0 | 0 | 527.2872 | 0 | 0 | 0 | 2.8331 | 10.9986 | 2.4721 | 5.5949 | 73.3159 | -8.8335 | 8.0078 | 0 | 0 | 0 | 0 | 0.00527 | 0.013606 | 0.032 | 0.032
L3 | CAV.528.L3 | CAV | _ | LCAV | 1.0377 | 19.375 | 0 | 1300 | 0 | 500.3372 | 0 | 0 | 528.6708 | 0 | 0 | 0 | 2.8525 | 5.3956 | 1.5776 | 5.6236 | 99.8223 | -10.3238 | 8.0104 | 0 | 0 | 0 | 0 | 0.0036786 | 0.015823 | 0.032 | 0.032
L3 | CAV.530.L3 | CAV | _ | LCAV | 1.0377 | 19.375 | 0 | 1300 | 0 | 501.7208 | 0 | 0 | 530.0544 | 0 | 0 | 0 | 2.8719 | 2.2679 | 0.683 | 5.6883 | 130.452 | -11.8135 | 8.0123 | 0 | 0 | 0 | 0 | 0.0023768 | 0.018027 | 0.032 | 0.032
L3 | CAV.531.L3 | CAV | _ | LCAV | 1.0377 | 19.375 | 0 | 1300 | 0 | 503.1044 | 0 | 0 | 531.438 | 0 | 0 | 0 | 2.8912 | 1.6158 | -0.2117 | 5.8169 | 165.2031 | -13.3025 | 8.0138 | 0 | 0 | 0 | 0 | 0.0019995 | 0.020218 | 0.032 | 0.032
L3 | CAV.532.L3 | CAV | _ | LCAV | 1.0377 | 19.375 | 0 | 1300 | 0 | 504.488 | 0 | 0 | 532.8216 | 0 | 0 | 0 | 2.9106 | 3.4393 | -1.1063 | 5.9167 | 204.0736 | -14.7907 | 8.015 | 0 | 0 | 0 | 0 | 0.0029075 | 0.022396 | 0.032 | 0.032
L3 | CAV.534.L3 | CAV | _ | LCAV | 1.0377 | 19.375 | 0 | 1300 | 0 | 505.8716 | 0 | 0 | 534.2052 | 0 | 0 | 0 | 2.93 | 7.7383 | -2.0008 | 5.9599 | 247.0613 | -16.278 | 8.016 | 0 | 0 | 0 | 0 | 0.0043467 | 0.024561 | 0.032 | 0.032
L3 | BPM.535.L3 | BPM | _ | MONI | 0 | 0 | 0 | 0 | 0 | 506.6698 | 0 | 0 | 535.0034 | 0 | 0 | 0 | 2.93 | 8.9064 | -2.1814 | 5.9653 | 256.2382 | -16.5787 | 8.0161 | 0 | 0 | 0 | 0 | 0.0046633 | 0.025013 | 0.022 | 0.022
L3 | Q.535.L3 | Q | Q.22.L3 | QUAD | 0.3 | -0.0831 | 0 | 0 | 0 | 506.8948 | 0 | 0 | 535.2284 | 0 | 0 | 0 | 2.93 | 10.8883 | -3.3194 | 5.9714 | 262.2626 | 4.9858 | 8.0164 | 0 | 0 | 0 | 0 | 0.0051561 | 0.025305 | 0.037 | 0.037
L3 | CY.535.L3 | CY | _ | VKIC | 0 | 0 | 0 | 0 | 0 | 507.0448 | 0 | 0 | 535.3784 | 0 | 0 | 0 | 2.93 | 10.8883 | -3.3194 | 5.9714 | 262.2626 | 4.9858 | 8.0164 | 0 | 0 | 0 | 0 | 0.0051561 | 0.025305 | 0.037 | 0.037
L3 | ACCEND.535.L3 | ACCEND | _ | MARK | 0 | 0 | 0 | 0 | 0 | 507.4372 | 0 | 0 | 535.7708 | 0 | 0 | 0 | 2.93 | 13.6634 | -3.7525 | 5.9765 | 258.3649 | 4.9471 | 8.0166 | 0 | 0 | 0 | 0 | 0.0057759 | 0.025116 | #N/A | #N/A
L3 | ACCSTART.535.L3 | ACCSTART | _ | MARK | 0 | 0 | 0 | 0 | 0 | 507.4372 | 0 | 0 | 535.7708 | 0 | 0 | 0 | 2.93 | 13.6634 | -3.7525 | 5.9765 | 258.3649 | 4.9471 | 8.0166 | 0 | 0 | 0 | 0 | 0.0057759 | 0.025116 | #N/A | #N/A
L3 | CAV.536.L3 | CAV | _ | LCAV | 1.0377 | 19.375 | 0 | 1300 | 0 | 508.1776 | 0 | 0 | 536.5112 | 0 | 0 | 0 | 2.9494 | 24.8646 | -5.1423 | 5.9874 | 246.0587 | 4.8255 | 8.0174 | 0 | 0 | 0 | 0 | 0.007766 | 0.02443 | 0.032 | 0.032
L3 | CAV.537.L3 | CAV | _ | LCAV | 1.0377 | 19.375 | 0 | 1300 | 0 | 509.5612 | 0 | 0 | 537.8948 | 0 | 0 | 0 | 2.9687 | 41.2067 | -6.6689 | 5.9943 | 232.892 | 4.6914 | 8.0183 | 0 | 0 | 0 | 0 | 0.009965 | 0.02369 | 0.032 | 0.032
L3 | CAV.539.L3 | CAV | _ | LCAV | 1.0377 | 19.375 | 0 | 1300 | 0 | 510.9448 | 0 | 0 | 539.2784 | 0 | 0 | 0 | 2.9881 | 61.7729 | -8.1952 | 5.9986 | 220.0968 | 4.5569 | 8.0193 | 0 | 0 | 0 | 0 | 0.012161 | 0.022955 | 0.032 | 0.032
L3 | CAV.540.L3 | CAV | _ | LCAV | 1.0377 | 19.375 | 0 | 1300 | 0 | 512.3284 | 0 | 0 | 540.662 | 0 | 0 | 0 | 3.0075 | 86.562 | -9.721 | 6.0017 | 207.674 | 4.4222 | 8.0203 | 0 | 0 | 0 | 0 | 0.014349 | 0.022226 | 0.032 | 0.032
L3 | CAV.542.L3 | CAV | _ | LCAV | 1.0377 | 19.375 | 0 | 1300 | 0 | 513.712 | 0 | 0 | 542.0456 | 0 | 0 | 0 | 3.0269 | 115.5727 | -11.2462 | 6.0039 | 195.6244 | 4.2872 | 8.0214 | 0 | 0 | 0 | 0 | 0.016527 | 0.021502 | 0.032 | 0.032
L3 | CAV.543.L3 | CAV | _ | LCAV | 1.0377 | 19.375 | 0 | 1300 | 0 | 515.0956 | 0 | 0 | 543.4292 | 0 | 0 | 0 | 3.0462 | 148.8034 | -12.7709 | 6.0055 | 183.9486 | 4.1519 | 8.0226 | 0 | 0 | 0 | 0 | 0.018694 | 0.020785 | 0.032 | 0.032
L3 | CAV.544.L3 | CAV | _ | LCAV | 1.0377 | 19.375 | 0 | 1300 | 0 | 516.4792 | 0 | 0 | 544.8128 | 0 | 0 | 0 | 3.0656 | 186.2524 | -14.2949 | 6.0069 | 172.6475 | 4.0164 | 8.0238 | 0 | 0 | 0 | 0 | 0.020848 | 0.020072 | 0.032 | 0.032
L3 | CAV.546.L3 | CAV | _ | LCAV | 1.0377 | 19.375 | 0 | 1300 | 0 | 517.8628 | 0 | 0 | 546.1964 | 0 | 0 | 0 | 3.085 | 227.9177 | -15.8182 | 6.0079 | 161.7217 | 3.8807 | 8.0251 | 0 | 0 | 0 | 0 | 0.02299 | 0.019366 | 0.032 | 0.032
L3 | BPM.546.L3 | BPM | _ | MONI | 0 | 0 | 0 | 0 | 0 | 518.661 | 0 | 0 | 546.9946 | 0 | 0 | 0 | 3.085 | 236.8397 | -16.126 | 6.0081 | 159.5617 | 3.8529 | 8.0254 | 0 | 0 | 0 | 0 | 0.023435 | 0.019236 | 0.022 | 0.022
L3 | Q.547.L3 | Q | Q.23.L3 | QUAD | 0.3 | 0.0754 | 0 | 0 | 0 | 518.886 | 0 | 0 | 547.2196 | 0 | 0 | 0 | 3.085 | 243.5688 | 1.9702 | 6.0084 | 160.2759 | -8.1832 | 8.0258 | 0 | 0 | 0 | 0 | 0.023766 | 0.019279 | 0.037 | 0.037
L3 | CX.547.L3 | CX | _ | HKIC | 0 | 0 | 0 | 0 | 0 | 519.036 | 0 | 0 | 547.3696 | 0 | 0 | 0 | 3.085 | 243.5688 | 1.9702 | 6.0084 | 160.2759 | -8.1832 | 8.0258 | 0 | 0 | 0 | 0 | 0.023766 | 0.019279 | 0.037 | 0.037
L3 | ACCEND.547.L3 | ACCEND | _ | MARK | 0 | 0 | 0 | 0 | 0 | 519.4284 | 0 | 0 | 547.762 | 0 | 0 | 0 | 3.085 | 242.0257 | 1.9623 | 6.0086 | 166.7634 | -8.3496 | 8.0262 | 0 | 0 | 0 | 0 | 0.023691 | 0.019665 | #N/A | #N/A
L3 | ACCSTART.547.L3 | ACCSTART | _ | MARK | 0 | 0 | 0 | 0 | 0 | 519.4284 | 0 | 0 | 547.762 | 0 | 0 | 0 | 3.085 | 242.0257 | 1.9623 | 6.0086 | 166.7634 | -8.3496 | 8.0262 | 0 | 0 | 0 | 0 | 0.023691 | 0.019665 | #N/A | #N/A
L3 | CAV.548.L3 | CAV | _ | LCAV | 1.0377 | 19.375 | 0 | 1300 | 0 | 520.1688 | 0 | 0 | 548.5024 | 0 | 0 | 0 | 3.1044 | 237.1128 | 1.9393 | 6.0095 | 188.4634 | -8.8818 | 8.0273 | 0 | 0 | 0 | 0 | 0.023376 | 0.02084 | 0.032 | 0.032
L3 | CAV.549.L3 | CAV | _ | LCAV | 1.0377 | 19.375 | 0 | 1300 | 0 | 521.5524 | 0 | 0 | 549.886 | 0 | 0 | 0 | 3.1237 | 231.7824 | 1.9137 | 6.0104 | 213.8506 | -9.4663 | 8.0284 | 0 | 0 | 0 | 0 | 0.02304 | 0.022131 | 0.032 | 0.032
L3 | CAV.551.L3 | CAV | _ | LCAV | 1.0377 | 19.375 | 0 | 1300 | 0 | 522.936 | 0 | 0 | 551.2696 | 0 | 0 | 0 | 3.1431 | 226.5231 | 1.888 | 6.0114 | 240.8548 | -10.0504 | 8.0294 | 0 | 0 | 0 | 0 | 0.022707 | 0.023414 | 0.032 | 0.032
L3 | CAV.552.L3 | CAV | _ | LCAV | 1.0377 | 19.375 | 0 | 1300 | 0 | 524.3196 | 0 | 0 | 552.6532 | 0 | 0 | 0 | 3.1625 | 221.3352 | 1.8621 | 6.0123 | 269.4744 | -10.6339 | 8.0302 | 0 | 0 | 0 | 0 | 0.022376 | 0.02469 | 0.032 | 0.032
L3 | CAV.554.L3 | CAV | _ | LCAV | 1.0377 | 19.375 | 0 | 1300 | 0 | 525.7032 | 0 | 0 | 554.0368 | 0 | 0 | 0 | 3.1819 | 216.219 | 1.8361 | 6.0134 | 299.7083 | -11.217 | 8.031 | 0 | 0 | 0 | 0 | 0.022048 | 0.025959 | 0.032 | 0.032
L3 | CAV.555.L3 | CAV | _ | LCAV | 1.0377 | 19.375 | 0 | 1300 | 0 | 527.0868 | 0 | 0 | 555.4204 | 0 | 0 | 0 | 3.2012 | 211.1748 | 1.81 | 6.0144 | 331.5549 | -11.7995 | 8.0317 | 0 | 0 | 0 | 0 | 0.021724 | 0.02722 | 0.032 | 0.032
L3 | CAV.556.L3 | CAV | _ | LCAV | 1.0377 | 19.375 | 0 | 1300 | 0 | 528.4704 | 0 | 0 | 556.804 | 0 | 0 | 0 | 3.2206 | 206.2029 | 1.7838 | 6.0154 | 365.0128 | -12.3815 | 8.0323 | 0 | 0 | 0 | 0 | 0.021402 | 0.028475 | 0.032 | 0.032
L3 | CAV.558.L3 | CAV | _ | LCAV | 1.0377 | 19.375 | 0 | 1300 | 0 | 529.854 | 0 | 0 | 558.1876 | 0 | 0 | 0 | 3.24 | 201.3038 | 1.7575 | 6.0165 | 400.0805 | -12.9629 | 8.0329 | 0 | 0 | 0 | 0 | 0.021083 | 0.029722 | 0.032 | 0.032
L3 | BPM.558.L3 | BPM | _ | MONI | 0 | 0 | 0 | 0 | 0 | 530.6522 | 0 | 0 | 558.9858 | 0 | 0 | 0 | 3.24 | 200.3236 | 1.7518 | 6.0167 | 407.3546 | -13.0809 | 8.033 | 0 | 0 | 0 | 0 | 0.021031 | 0.029991 | 0.022 | 0.022
L3 | Q.559.L3 | Q | Q.24.L3 | QUAD | 0.3 | -0.093 | 0 | 0 | 0 | 530.8772 | 0 | 0 | 559.2108 | 0 | 0 | 0 | 3.24 | 204.6291 | -17.1188 | 6.017 | 405.7599 | 24.8657 | 8.0332 | 0 | 0 | 0 | 0 | 0.021256 | 0.029932 | 0.037 | 0.037
L3 | CY.559.L3 | CY | _ | VKIC | 0 | 0 | 0 | 0 | 0 | 531.0272 | 0 | 0 | 559.3608 | 0 | 0 | 0 | 3.24 | 204.6291 | -17.1188 | 6.017 | 405.7599 | 24.8657 | 8.0332 | 0 | 0 | 0 | 0 | 0.021256 | 0.029932 | 0.037 | 0.037
L3 | ACCEND.559.L3 | ACCEND | _ | MARK | 0 | 0 | 0 | 0 | 0 | 531.4196 | 0 | 0 | 559.7532 | 0 | 0 | 0 | 3.24 | 218.2852 | -17.6827 | 6.0173 | 386.4804 | 24.2668 | 8.0333 | 0 | 0 | 0 | 0 | 0.021954 | 0.029212 | #N/A | #N/A
L3 | CSC.560.L3 | CSC | _ | CRYO | 2.0754 | 0 | 0 | 0 | 0 | 532.4573 | 0 | 0 | 560.7909 | 0 | 0 | 0 | 3.24 | 297.872 | -20.665 | 6.0186 | 292.3279 | 21.0991 | 8.0343 | 0 | 0 | 0 | 0 | 0.025646 | 0.025406 | #N/A | #N/A
L3 | ACCSTART.561.L3 | ACCSTART | _ | MARK | 0 | 0 | 0 | 0 | 0 | 533.495 | 0 | 0 | 561.8286 | 0 | 0 | 0 | 3.24 | 297.872 | -20.665 | 6.0186 | 292.3279 | 21.0991 | 8.0343 | 0 | 0 | 0 | 0 | 0.025646 | 0.025406 | #N/A | #N/A
L3 | CAV.562.L3 | CAV | _ | LCAV | 1.0377 | 19.375 | 0 | 1300 | 0 | 534.2354 | 0 | 0 | 562.569 | 0 | 0 | 0 | 3.2594 | 352.1949 | -22.4717 | 6.0192 | 241.6058 | 19.1792 | 8.0351 | 0 | 0 | 0 | 0 | 0.027803 | 0.023028 | 0.032 | 0.032
L3 | CAV.563.L3 | CAV | _ | LCAV | 1.0377 | 19.375 | 0 | 1300 | 0 | 535.619 | 0 | 0 | 563.9526 | 0 | 0 | 0 | 3.2787 | 417.1251 | -24.4559 | 6.0198 | 191.4539 | 17.0685 | 8.0361 | 0 | 0 | 0 | 0 | 0.030169 | 0.020439 | 0.032 | 0.032
L3 | CAV.565.L3 | CAV | _ | LCAV | 1.0377 | 19.375 | 0 | 1300 | 0 | 537.0026 | 0 | 0 | 565.3362 | 0 | 0 | 0 | 3.2981 | 487.5447 | -26.439 | 6.0203 | 147.1435 | 14.9571 | 8.0374 | 0 | 0 | 0 | 0 | 0.03252 | 0.017865 | 0.032 | 0.032
L3 | CAV.566.L3 | CAV | _ | LCAV | 1.0377 | 19.375 | 0 | 1300 | 0 | 538.3862 | 0 | 0 | 566.7198 | 0 | 0 | 0 | 3.3175 | 563.4505 | -28.4209 | 6.0207 | 108.6767 | 12.845 | 8.0391 | 0 | 0 | 0 | 0 | 0.034858 | 0.015309 | 0.032 | 0.032
L3 | CAV.568.L3 | CAV | _ | LCAV | 1.0377 | 19.375 | 0 | 1300 | 0 | 539.7698 | 0 | 0 | 568.1034 | 0 | 0 | 0 | 3.3369 | 644.8392 | -30.4016 | 6.0211 | 76.0553 | 10.7323 | 8.0416 | 0 | 0 | 0 | 0 | 0.037182 | 0.012769 | 0.032 | 0.032
L3 | CAV.569.L3 | CAV | _ | LCAV | 1.0377 | 19.375 | 0 | 1300 | 0 | 541.1534 | 0 | 0 | 569.487 | 0 | 0 | 0 | 3.3562 | 731.7073 | -32.3809 | 6.0214 | 49.2808 | 8.6191 | 8.0452 | 0 | 0 | 0 | 0 | 0.039493 | 0.010249 | 0.032 | 0.032
L3 | CAV.570.L3 | CAV | _ | LCAV | 1.0377 | 19.375 | 0 | 1300 | 0 | 542.537 | 0 | 0 | 570.8706 | 0 | 0 | 0 | 3.3756 | 824.051 | -34.3589 | 6.0217 | 28.3544 | 6.5055 | 8.0511 | 0 | 0 | 0 | 0 | 0.04179 | 0.0077519 | 0.032 | 0.032
L3 | CAV.572.L3 | CAV | _ | LCAV | 1.0377 | 19.375 | 0 | 1300 | 0 | 543.9206 | 0 | 0 | 572.2542 | 0 | 0 | 0 | 3.395 | 921.8665 | -36.3355 | 6.022 | 13.2771 | 4.3917 | 8.0624 | 0 | 0 | 0 | 0 | 0.044075 | 0.0052894 | 0.032 | 0.032
L3 | BPM.573.L3 | BPM | _ | MONI | 0 | 0 | 0 | 0 | 0 | 544.7188 | 0 | 0 | 573.0524 | 0 | 0 | 0 | 3.395 | 942.2753 | -36.7358 | 6.022 | 10.9431 | 3.9649 | 8.0661 | 0 | 0 | 0 | 0 | 0.04456 | 0.004802 | 0.022 | 0.022
L3 | Q.573.L3 | Q | Q.25.L3 | QUAD | 0.3 | 0.0754 | 0 | 0 | 0 | 544.9438 | 0 | 0 | 573.2774 | 0 | 0 | 0 | 3.395 | 948.4096 | 34.8058 | 6.0221 | 8.3864 | 2.7675 | 8.0724 | 0 | 0 | 0 | 0 | 0.044705 | 0.0042038 | 0.037 | 0.037
L3 | CX.573.L3 | CX | _ | HKIC | 0 | 0 | 0 | 0 | 0 | 545.0938 | 0 | 0 | 573.4274 | 0 | 0 | 0 | 3.395 | 948.4096 | 34.8058 | 6.0221 | 8.3864 | 2.7675 | 8.0724 | 0 | 0 | 0 | 0 | 0.044705 | 0.0042038 | 0.037 | 0.037
L3 | ACCEND.573.L3 | ACCEND | _ | MARK | 0 | 0 | 0 | 0 | 0 | 545.4862 | 0 | 0 | 573.8198 | 0 | 0 | 0 | 3.395 | 921.2908 | 34.3042 | 6.0221 | 6.3735 | 2.3623 | 8.0809 | 0 | 0 | 0 | 0 | 0.044061 | 0.0036647 | #N/A | #N/A
L3 | ACCSTART.573.L3 | ACCSTART | _ | MARK | 0 | 0 | 0 | 0 | 0 | 545.4862 | 0 | 0 | 573.8198 | 0 | 0 | 0 | 3.395 | 921.2908 | 34.3042 | 6.0221 | 6.3735 | 2.3623 | 8.0809 | 0 | 0 | 0 | 0 | 0.044061 | 0.0036647 | #N/A | #N/A
L3 | CAV.574.L3 | CAV | _ | LCAV | 1.0377 | 19.375 | 0 | 1300 | 0 | 546.2266 | 0 | 0 | 574.5602 | 0 | 0 | 0 | 3.4144 | 836.9127 | 32.7008 | 6.0224 | 2.0611 | 1.0621 | 8.1374 | 0 | 0 | 0 | 0 | 0.041875 | 0.0020781 | 0.032 | 0.032
L3 | CAV.575.L3 | CAV | _ | LCAV | 1.0377 | 19.375 | 0 | 1300 | 0 | 547.6102 | 0 | 0 | 575.9438 | 0 | 0 | 0 | 3.4337 | 748.8652 | 30.9371 | 6.0226 | 1.0986 | -0.3665 | 8.3231 | 0 | 0 | 0 | 0 | 0.0395 | 0.0015129 | 0.032 | 0.032
L3 | CAV.577.L3 | CAV | _ | LCAV | 1.0377 | 19.375 | 0 | 1300 | 0 | 548.9938 | 0 | 0 | 577.3274 | 0 | 0 | 0 | 3.4531 | 665.7 | 29.172 | 6.0229 | 4.0893 | -1.7951 | 8.4363 | 0 | 0 | 0 | 0 | 0.037137 | 0.0029107 | 0.032 | 0.032
L3 | CAV.578.L3 | CAV | _ | LCAV | 1.0377 | 19.375 | 0 | 1300 | 0 | 550.3774 | 0 | 0 | 578.711 | 0 | 0 | 0 | 3.4725 | 587.4207 | 27.4056 | 6.0233 | 11.0332 | -3.2236 | 8.4693 | 0 | 0 | 0 | 0 | 0.034788 | 0.0047676 | 0.032 | 0.032
L3 | CAV.580.L3 | CAV | _ | LCAV | 1.0377 | 19.375 | 0 | 1300 | 0 | 551.761 | 0 | 0 | 580.0946 | 0 | 0 | 0 | 3.4919 | 514.0308 | 25.638 | 6.0237 | 21.9298 | -4.6519 | 8.4835 | 0 | 0 | 0 | 0 | 0.032452 | 0.0067029 | 0.032 | 0.032
L3 | CAV.581.L3 | CAV | _ | LCAV | 1.0377 | 19.375 | 0 | 1300 | 0 | 553.1446 | 0 | 0 | 581.4782 | 0 | 0 | 0 | 3.5112 | 445.5334 | 23.8693 | 6.0242 | 36.7788 | -6.0801 | 8.4912 | 0 | 0 | 0 | 0 | 0.030129 | 0.0086566 | 0.032 | 0.032
L3 | CAV.582.L3 | CAV | _ | LCAV | 1.0377 | 19.375 | 0 | 1300 | 0 | 554.5282 | 0 | 0 | 582.8618 | 0 | 0 | 0 | 3.5306 | 381.9316 | 22.0997 | 6.0247 | 55.5796 | -7.5081 | 8.4961 | 0 | 0 | 0 | 0 | 0.027819 | 0.010612 | 0.032 | 0.032
L3 | CAV.584.L3 | CAV | _ | LCAV | 1.0377 | 19.375 | 0 | 1300 | 0 | 555.9118 | 0 | 0 | 584.2454 | 0 | 0 | 0 | 3.55 | 323.2278 | 20.3291 | 6.0253 | 78.3314 | -8.9357 | 8.4995 | 0 | 0 | 0 | 0 | 0.025522 | 0.012564 | 0.032 | 0.032
L3 | BPM.585.L3 | BPM | _ | MONI | 0 | 0 | 0 | 0 | 0 | 556.71 | 0 | 0 | 585.0436 | 0 | 0 | 0 | 3.55 | 311.972 | 19.9711 | 6.0255 | 83.4034 | -9.224 | 8.5 | 0 | 0 | 0 | 0 | 0.025074 | 0.012964 | 0.022 | 0.022
L3 | Q.585.L3 | Q | Q.26.L3 | QUAD | 0.3 | -0.093 | 0 | 0 | 0 | 556.935 | 0 | 0 | 585.2686 | 0 | 0 | 0 | 3.55 | 305.6565 | -8.6819 | 6.0257 | 88.0176 | -1.3479 | 8.5007 | 0 | 0 | 0 | 0 | 0.024819 | 0.013318 | 0.037 | 0.037
L3 | CY.585.L3 | CY | _ | VKIC | 0 | 0 | 0 | 0 | 0 | 557.085 | 0 | 0 | 585.4186 | 0 | 0 | 0 | 3.55 | 305.6565 | -8.6819 | 6.0257 | 88.0176 | -1.3479 | 8.5007 | 0 | 0 | 0 | 0 | 0.024819 | 0.013318 | 0.037 | 0.037
L3 | ACCEND.585.L3 | ACCEND | _ | MARK | 0 | 0 | 0 | 0 | 0 | 557.4774 | 0 | 0 | 585.811 | 0 | 0 | 0 | 3.55 | 312.5085 | -8.78 | 6.0259 | 89.0804 | -1.3604 | 8.5014 | 0 | 0 | 0 | 0 | 0.025095 | 0.013398 | #N/A | #N/A
L3 | ACCSTART.585.L3 | ACCSTART | _ | MARK | 0 | 0 | 0 | 0 | 0 | 557.4774 | 0 | 0 | 585.811 | 0 | 0 | 0 | 3.55 | 312.5085 | -8.78 | 6.0259 | 89.0804 | -1.3604 | 8.5014 | 0 | 0 | 0 | 0 | 0.025095 | 0.013398 | #N/A | #N/A
L3 | CAV.586.L3 | CAV | _ | LCAV | 1.0377 | 19.375 | 0 | 1300 | 0 | 558.2178 | 0 | 0 | 586.5514 | 0 | 0 | 0 | 3.5694 | 335.0155 | -9.0922 | 6.0265 | 92.5569 | -1.4001 | 8.5036 | 0 | 0 | 0 | 0 | 0.025912 | 0.01362 | 0.032 | 0.032
L3 | CAV.587.L3 | CAV | _ | LCAV | 1.0377 | 19.375 | 0 | 1300 | 0 | 559.6014 | 0 | 0 | 587.935 | 0 | 0 | 0 | 3.5887 | 360.6511 | -9.4352 | 6.0271 | 96.4917 | -1.4437 | 8.5059 | 0 | 0 | 0 | 0 | 0.026813 | 0.013869 | 0.032 | 0.032
L3 | CAV.589.L3 | CAV | _ | LCAV | 1.0377 | 19.375 | 0 | 1300 | 0 | 560.985 | 0 | 0 | 589.3186 | 0 | 0 | 0 | 3.6081 | 387.2354 | -9.7779 | 6.0277 | 100.5471 | -1.4872 | 8.5082 | 0 | 0 | 0 | 0 | 0.027709 | 0.01412 | 0.032 | 0.032
L3 | CAV.590.L3 | CAV | _ | LCAV | 1.0377 | 19.375 | 0 | 1300 | 0 | 562.3686 | 0 | 0 | 590.7022 | 0 | 0 | 0 | 3.6275 | 414.7674 | -10.1202 | 6.0282 | 104.7228 | -1.5307 | 8.5103 | 0 | 0 | 0 | 0 | 0.0286 | 0.014371 | 0.032 | 0.032
L3 | CAV.592.L3 | CAV | _ | LCAV | 1.0377 | 19.375 | 0 | 1300 | 0 | 563.7522 | 0 | 0 | 592.0858 | 0 | 0 | 0 | 3.6469 | 443.2463 | -10.4622 | 6.0288 | 109.0188 | -1.5741 | 8.5124 | 0 | 0 | 0 | 0 | 0.029487 | 0.014624 | 0.032 | 0.032
L3 | CAV.593.L3 | CAV | _ | LCAV | 1.0377 | 19.375 | 0 | 1300 | 0 | 565.1358 | 0 | 0 | 593.4694 | 0 | 0 | 0 | 3.6662 | 472.6711 | -10.8038 | 6.0292 | 113.4349 | -1.6174 | 8.5144 | 0 | 0 | 0 | 0 | 0.03037 | 0.014878 | 0.032 | 0.032
L3 | CAV.594.L3 | CAV | _ | LCAV | 1.0377 | 19.375 | 0 | 1300 | 0 | 566.5194 | 0 | 0 | 594.853 | 0 | 0 | 0 | 3.6856 | 503.0406 | -11.145 | 6.0297 | 117.9709 | -1.6608 | 8.5163 | 0 | 0 | 0 | 0 | 0.031248 | 0.015132 | 0.032 | 0.032
L3 | CAV.596.L3 | CAV | _ | LCAV | 1.0377 | 19.375 | 0 | 1300 | 0 | 567.903 | 0 | 0 | 596.2366 | 0 | 0 | 0 | 3.705 | 534.3539 | -11.4859 | 6.0301 | 122.6267 | -1.704 | 8.5181 | 0 | 0 | 0 | 0 | 0.032121 | 0.015388 | 0.032 | 0.032
L3 | BPM.597.L3 | BPM | _ | MONI | 0 | 0 | 0 | 0 | 0 | 568.7012 | 0 | 0 | 597.0348 | 0 | 0 | 0 | 3.705 | 540.7893 | -11.5553 | 6.0302 | 123.581 | -1.7129 | 8.5185 | 0 | 0 | 0 | 0 | 0.032314 | 0.015447 | 0.022 | 0.022
L3 | Q.597.L3 | Q | Q.27.L3 | QUAD | 0.3 | 0.0735 | 0 | 0 | 0 | 568.9262 | 0 | 0 | 597.2598 | 0 | 0 | 0 | 3.705 | 537.5108 | 28.1616 | 6.0303 | 127.6369 | -11.0402 | 8.5189 | 0 | 0 | 0 | 0 | 0.032216 | 0.015699 | 0.037 | 0.037
L3 | CX.597.L3 | CX | _ | HKIC | 0 | 0 | 0 | 0 | 0 | 569.0762 | 0 | 0 | 597.4098 | 0 | 0 | 0 | 3.705 | 537.5108 | 28.1616 | 6.0303 | 127.6369 | -11.0402 | 8.5189 | 0 | 0 | 0 | 0 | 0.032216 | 0.015699 | 0.037 | 0.037
L3 | ACCEND.597.L3 | ACCEND | _ | MARK | 0 | 0 | 0 | 0 | 0 | 569.4686 | 0 | 0 | 597.8022 | 0 | 0 | 0 | 3.705 | 515.6371 | 27.5819 | 6.0304 | 136.4495 | -11.418 | 8.5194 | 0 | 0 | 0 | 0 | 0.031554 | 0.016232 | #N/A | #N/A
L3 | ACCSTART.597.L3 | ACCSTART | _ | MARK | 0 | 0 | 0 | 0 | 0 | 569.4686 | 0 | 0 | 597.8022 | 0 | 0 | 0 | 3.705 | 515.6371 | 27.5819 | 6.0304 | 136.4495 | -11.418 | 8.5194 | 0 | 0 | 0 | 0 | 0.031554 | 0.016232 | #N/A | #N/A
L3 | CAV.598.L3 | CAV | _ | LCAV | 1.0377 | 19.375 | 0 | 1300 | 0 | 570.209 | 0 | 0 | 598.5426 | 0 | 0 | 0 | 3.7244 | 448.5089 | 25.7245 | 6.0308 | 166.7328 | -12.6294 | 8.5207 | 0 | 0 | 0 | 0 | 0.029352 | 0.017896 | 0.032 | 0.032
L3 | CAV.599.L3 | CAV | _ | LCAV | 1.0377 | 19.375 | 0 | 1300 | 0 | 571.5926 | 0 | 0 | 599.9262 | 0 | 0 | 0 | 3.7437 | 380.1502 | 23.6824 | 6.0314 | 203.5223 | -13.9599 | 8.5219 | 0 | 0 | 0 | 0 | 0.026953 | 0.019721 | 0.032 | 0.032
L3 | CAV.601.L3 | CAV | _ | LCAV | 1.0377 | 19.375 | 0 | 1300 | 0 | 572.9762 | 0 | 0 | 601.3098 | 0 | 0 | 0 | 3.7631 | 317.4434 | 21.6395 | 6.032 | 243.9931 | -15.29 | 8.5229 | 0 | 0 | 0 | 0 | 0.024566 | 0.021537 | 0.032 | 0.032
L3 | CAV.602.L3 | CAV | _ | LCAV | 1.0377 | 19.375 | 0 | 1300 | 0 | 574.3598 | 0 | 0 | 602.6934 | 0 | 0 | 0 | 3.7825 | 260.3907 | 19.5958 | 6.0328 | 288.144 | -16.6196 | 8.5238 | 0 | 0 | 0 | 0 | 0.022192 | 0.023345 | 0.032 | 0.032
L3 | CAV.604.L3 | CAV | _ | LCAV | 1.0377 | 19.375 | 0 | 1300 | 0 | 575.7434 | 0 | 0 | 604.077 | 0 | 0 | 0 | 3.8019 | 208.9941 | 17.5514 | 6.0337 | 335.9733 | -17.9486 | 8.5245 | 0 | 0 | 0 | 0 | 0.019831 | 0.025144 | 0.032 | 0.032
L3 | CAV.605.L3 | CAV | _ | LCAV | 1.0377 | 19.375 | 0 | 1300 | 0 | 577.127 | 0 | 0 | 605.4606 | 0 | 0 | 0 | 3.8212 | 163.2555 | 15.5064 | 6.0349 | 387.4795 | -19.277 | 8.5251 | 0 | 0 | 0 | 0 | 0.017483 | 0.026934 | 0.032 | 0.032
L3 | CAV.606.L3 | CAV | _ | LCAV | 1.0377 | 19.375 | 0 | 1300 | 0 | 578.5106 | 0 | 0 | 606.8442 | 0 | 0 | 0 | 3.8406 | 123.1765 | 13.4609 | 6.0365 | 442.6608 | -20.6047 | 8.5256 | 0 | 0 | 0 | 0 | 0.015147 | 0.028715 | 0.032 | 0.032
L3 | CAV.608.L3 | CAV | _ | LCAV | 1.0377 | 19.375 | 0 | 1300 | 0 | 579.8942 | 0 | 0 | 608.2278 | 0 | 0 | 0 | 3.86 | 88.7585 | 11.4149 | 6.0386 | 501.5154 | -21.9318 | 8.5261 | 0 | 0 | 0 | 0 | 0.012826 | 0.030488 | 0.032 | 0.032
L3 | BPM.609.L3 | BPM | _ | MONI | 0 | 0 | 0 | 0 | 0 | 580.6924 | 0 | 0 | 609.026 | 0 | 0 | 0 | 3.86 | 82.4976 | 11.0017 | 6.0391 | 513.8415 | -22.2002 | 8.5262 | 0 | 0 | 0 | 0 | 0.012365 | 0.03086 | 0.022 | 0.022
L3 | Q.609.L3 | Q | Q.28.L3 | QUAD | 0.3 | -0.0831 | 0 | 0 | 0 | 580.9174 | 0 | 0 | 609.251 | 0 | 0 | 0 | 3.86 | 76.3783 | 4.1575 | 6.0399 | 517.6222 | 20.8005 | 8.5263 | 0 | 0 | 0 | 0 | 0.011898 | 0.030973 | 0.037 | 0.037
L3 | CY.609.L3 | CY | _ | VKIC | 0 | 0 | 0 | 0 | 0 | 581.0674 | 0 | 0 | 609.401 | 0 | 0 | 0 | 3.86 | 76.3783 | 4.1575 | 6.0399 | 517.6222 | 20.8005 | 8.5263 | 0 | 0 | 0 | 0 | 0.011898 | 0.030973 | 0.037 | 0.037
L3 | ACCEND.609.L3 | ACCEND | _ | MARK | 0 | 0 | 0 | 0 | 0 | 581.4598 | 0 | 0 | 609.7934 | 0 | 0 | 0 | 3.86 | 73.1523 | 4.0636 | 6.0407 | 501.4269 | 20.4718 | 8.5264 | 0 | 0 | 0 | 0 | 0.011644 | 0.030485 | #N/A | #N/A
L3 | ACCSTART.609.L3 | ACCSTART | _ | MARK | 0 | 0 | 0 | 0 | 0 | 581.4598 | 0 | 0 | 609.7934 | 0 | 0 | 0 | 3.86 | 73.1523 | 4.0636 | 6.0407 | 501.4269 | 20.4718 | 8.5264 | 0 | 0 | 0 | 0 | 0.011644 | 0.030485 | #N/A | #N/A
L3 | CAV.610.L3 | CAV | _ | LCAV | 1.0377 | 19.375 | 0 | 1300 | 0 | 582.2002 | 0 | 0 | 610.5338 | 0 | 0 | 0 | 3.8794 | 63.297 | 3.7625 | 6.0436 | 451.1924 | 19.4195 | 8.5268 | 0 | 0 | 0 | 0 | 0.010804 | 0.028845 | 0.032 | 0.032
L3 | CAV.611.L3 | CAV | _ | LCAV | 1.0377 | 19.375 | 0 | 1300 | 0 | 583.5838 | 0 | 0 | 611.9174 | 0 | 0 | 0 | 3.8987 | 53.3435 | 3.4315 | 6.0474 | 399.0565 | 18.2623 | 8.5273 | 0 | 0 | 0 | 0 | 0.0098936 | 0.02706 | 0.032 | 0.032
L3 | CAV.613.L3 | CAV | _ | LCAV | 1.0377 | 19.375 | 0 | 1300 | 0 | 584.9674 | 0 | 0 | 613.301 | 0 | 0 | 0 | 3.9181 | 44.3061 | 3.1004 | 6.052 | 350.1235 | 17.1046 | 8.5279 | 0 | 0 | 0 | 0 | 0.0089943 | 0.025284 | 0.032 | 0.032
L3 | CAV.614.L3 | CAV | _ | LCAV | 1.0377 | 19.375 | 0 | 1300 | 0 | 586.351 | 0 | 0 | 614.6846 | 0 | 0 | 0 | 3.9375 | 36.1849 | 2.7692 | 6.0575 | 304.3948 | 15.9463 | 8.5286 | 0 | 0 | 0 | 0 | 0.0081083 | 0.023517 | 0.032 | 0.032
L3 | CAV.616.L3 | CAV | _ | LCAV | 1.0377 | 19.375 | 0 | 1300 | 0 | 587.7346 | 0 | 0 | 616.0682 | 0 | 0 | 0 | 3.9569 | 28.9804 | 2.4379 | 6.0643 | 261.8721 | 14.7874 | 8.5294 | 0 | 0 | 0 | 0 | 0.0072385 | 0.021759 | 0.032 | 0.032
L3 | CAV.617.L3 | CAV | _ | LCAV | 1.0377 | 19.375 | 0 | 1300 | 0 | 589.1182 | 0 | 0 | 617.4518 | 0 | 0 | 0 | 3.9762 | 22.6927 | 2.1066 | 6.0728 | 222.5568 | 13.6281 | 8.5303 | 0 | 0 | 0 | 0 | 0.0063897 | 0.020011 | 0.032 | 0.032
L3 | CAV.618.L3 | CAV | _ | LCAV | 1.0377 | 19.375 | 0 | 1300 | 0 | 590.5018 | 0 | 0 | 618.8354 | 0 | 0 | 0 | 3.9956 | 17.322 | 1.7751 | 6.084 | 186.4501 | 12.4683 | 8.5314 | 0 | 0 | 0 | 0 | 0.0055691 | 0.018271 | 0.032 | 0.032
L3 | CAV.620.L3 | CAV | _ | LCAV | 1.0377 | 19.375 | 0 | 1300 | 0 | 591.8854 | 0 | 0 | 620.219 | 0 | 0 | 0 | 4.015 | 12.8686 | 1.4436 | 6.0987 | 153.5533 | 11.3081 | 8.5327 | 0 | 0 | 0 | 0 | 0.0047885 | 0.016541 | 0.032 | 0.032
L3 | BPM.621.L3 | BPM | _ | MONI | 0 | 0 | 0 | 0 | 0 | 592.6836 | 0 | 0 | 621.0172 | 0 | 0 | 0 | 4.015 | 12.0809 | 1.3767 | 6.1023 | 147.302 | 11.0737 | 8.533 | 0 | 0 | 0 | 0 | 0.0046396 | 0.016201 | 0.022 | 0.022
L3 | Q.621.L3 | Q | Q.29.L3 | QUAD | 0.3 | 0.0841 | 0 | 0 | 0 | 592.9086 | 0 | 0 | 621.2422 | 0 | 0 | 0 | 4.015 | 10.7984 | 2.2021 | 6.1075 | 142.7094 | -1.141 | 8.5334 | 0 | 0 | 0 | 0 | 0.0043864 | 0.015946 | 0.037 | 0.037
L3 | CX.621.L3 | CX | _ | HKIC | 0 | 0 | 0 | 0 | 0 | 593.0586 | 0 | 0 | 621.3922 | 0 | 0 | 0 | 4.015 | 10.7984 | 2.2021 | 6.1075 | 142.7094 | -1.141 | 8.5334 | 0 | 0 | 0 | 0 | 0.0043864 | 0.015946 | 0.037 | 0.037
L3 | ACCEND.621.L3 | ACCEND | _ | MARK | 0 | 0 | 0 | 0 | 0 | 593.451 | 0 | 0 | 621.7846 | 0 | 0 | 0 | 4.015 | 9.1537 | 1.9895 | 6.1138 | 143.6073 | -1.1473 | 8.5338 | 0 | 0 | 0 | 0 | 0.0040386 | 0.015996 | #N/A | #N/A
L3 | ACCSTART.621.L3 | ACCSTART | _ | MARK | 0 | 0 | 0 | 0 | 0 | 593.451 | 0 | 0 | 621.7846 | 0 | 0 | 0 | 4.015 | 9.1537 | 1.9895 | 6.1138 | 143.6073 | -1.1473 | 8.5338 | 0 | 0 | 0 | 0 | 0.0040386 | 0.015996 | #N/A | #N/A
L3 | CAV.622.L3 | CAV | _ | LCAV | 1.0377 | 19.375 | 0 | 1300 | 0 | 594.1914 | 0 | 0 | 622.525 | 0 | 0 | 0 | 4.0344 | 5.0018 | 1.3074 | 6.1436 | 146.5216 | -1.1668 | 8.5352 | 0 | 0 | 0 | 0 | 0.0029782 | 0.016119 | 0.032 | 0.032
L3 | CAV.623.L3 | CAV | _ | LCAV | 1.0377 | 19.375 | 0 | 1300 | 0 | 595.575 | 0 | 0 | 623.9086 | 0 | 0 | 0 | 4.0537 | 2.4208 | 0.558 | 6.2087 | 149.7803 | -1.1882 | 8.5367 | 0 | 0 | 0 | 0 | 0.0020669 | 0.016258 | 0.032 | 0.032
L3 | CAV.625.L3 | CAV | _ | LCAV | 1.0377 | 19.375 | 0 | 1300 | 0 | 596.9586 | 0 | 0 | 625.2922 | 0 | 0 | 0 | 4.0731 | 1.9138 | -0.1915 | 6.3198 | 153.0984 | -1.2097 | 8.5381 | 0 | 0 | 0 | 0 | 0.0018334 | 0.016398 | 0.032 | 0.032
L3 | CAV.626.L3 | CAV | _ | LCAV | 1.0377 | 19.375 | 0 | 1300 | 0 | 598.3422 | 0 | 0 | 626.6758 | 0 | 0 | 0 | 4.0925 | 3.4807 | -0.941 | 6.4098 | 156.4758 | -1.2311 | 8.5396 | 0 | 0 | 0 | 0 | 0.0024667 | 0.016539 | 0.032 | 0.032
L3 | CAV.628.L3 | CAV | _ | LCAV | 1.0377 | 19.375 | 0 | 1300 | 0 | 599.7258 | 0 | 0 | 628.0594 | 0 | 0 | 0 | 4.1119 | 7.1215 | -1.6904 | 6.4546 | 159.9124 | -1.2525 | 8.541 | 0 | 0 | 0 | 0 | 0.00352 | 0.01668 | 0.032 | 0.032
L3 | CAV.629.L3 | CAV | _ | LCAV | 1.0377 | 19.375 | 0 | 1300 | 0 | 601.1094 | 0 | 0 | 629.443 | 0 | 0 | 0 | 4.1312 | 12.8361 | -2.4398 | 6.4778 | 163.4081 | -1.2738 | 8.5423 | 0 | 0 | 0 | 0 | 0.0047147 | 0.016822 | 0.032 | 0.032
L3 | CAV.630.L3 | CAV | _ | LCAV | 1.0377 | 19.375 | 0 | 1300 | 0 | 602.493 | 0 | 0 | 630.8266 | 0 | 0 | 0 | 4.1506 | 20.6243 | -3.1891 | 6.4913 | 166.9629 | -1.2952 | 8.5437 | 0 | 0 | 0 | 0 | 0.0059622 | 0.016964 | 0.032 | 0.032
L3 | CAV.632.L3 | CAV | _ | LCAV | 1.0377 | 19.375 | 0 | 1300 | 0 | 603.8766 | 0 | 0 | 632.2102 | 0 | 0 | 0 | 4.17 | 30.4859 | -3.9383 | 6.5001 | 170.5767 | -1.3165 | 8.545 | 0 | 0 | 0 | 0 | 0.007232 | 0.017107 | 0.032 | 0.032
L3 | BPM.633.L3 | BPM | _ | MONI | 0 | 0 | 0 | 0 | 0 | 604.6748 | 0 | 0 | 633.0084 | 0 | 0 | 0 | 4.17 | 32.7281 | -4.0896 | 6.5015 | 171.3133 | -1.3209 | 8.5452 | 0 | 0 | 0 | 0 | 0.0074932 | 0.017144 | 0.022 | 0.022
L3 | Q.633.L3 | Q | Q.30.L3 | QUAD | 0.3 | -0.0841 | 0 | 0 | 0 | 604.8998 | 0 | 0 | 633.2334 | 0 | 0 | 0 | 4.17 | 36.7622 | -7.3573 | 6.5032 | 168.0019 | 12.9221 | 8.5456 | 0 | 0 | 0 | 0 | 0.0079416 | 0.016977 | 0.037 | 0.037
L3 | CY.633.L3 | CY | _ | VKIC | 0 | 0 | 0 | 0 | 0 | 605.0498 | 0 | 0 | 633.3834 | 0 | 0 | 0 | 4.17 | 36.7622 | -7.3573 | 6.5032 | 168.0019 | 12.9221 | 8.5456 | 0 | 0 | 0 | 0 | 0.0079416 | 0.016977 | 0.037 | 0.037
L3 | ACCEND.633.L3 | ACCEND | _ | MARK | 0 | 0 | 0 | 0 | 0 | 605.4422 | 0 | 0 | 633.7758 | 0 | 0 | 0 | 4.17 | 42.7671 | -7.9458 | 6.5048 | 158.0146 | 12.5298 | 8.546 | 0 | 0 | 0 | 0 | 0.0085657 | 0.016465 | #N/A | #N/A
L3 | ACCSTART.633.L3 | ACCSTART | _ | MARK | 0 | 0 | 0 | 0 | 0 | 605.4422 | 0 | 0 | 633.7758 | 0 | 0 | 0 | 4.17 | 42.7671 | -7.9458 | 6.5048 | 158.0146 | 12.5298 | 8.546 | 0 | 0 | 0 | 0 | 0.0085657 | 0.016465 | #N/A | #N/A
L3 | CAV.634.L3 | CAV | _ | LCAV | 1.0377 | 19.375 | 0 | 1300 | 0 | 606.1826 | 0 | 0 | 634.5162 | 0 | 0 | 0 | 4.1894 | 65.1573 | -9.834 | 6.5086 | 128.042 | 11.2713 | 8.5474 | 0 | 0 | 0 | 0 | 0.010548 | 0.014787 | 0.032 | 0.032
L3 | CAV.635.L3 | CAV | _ | LCAV | 1.0377 | 19.375 | 0 | 1300 | 0 | 607.5662 | 0 | 0 | 635.8998 | 0 | 0 | 0 | 4.2087 | 95.24 | -11.9083 | 6.5114 | 98.7658 | 9.8882 | 8.5493 | 0 | 0 | 0 | 0 | 0.012724 | 0.012957 | 0.032 | 0.032
L3 | CAV.637.L3 | CAV | _ | LCAV | 1.0377 | 19.375 | 0 | 1300 | 0 | 608.9498 | 0 | 0 | 637.2834 | 0 | 0 | 0 | 4.2281 | 131.0624 | -13.9822 | 6.5134 | 73.3173 | 8.5048 | 8.5519 | 0 | 0 | 0 | 0 | 0.014892 | 0.011138 | 0.032 | 0.032
L3 | CAV.638.L3 | CAV | _ | LCAV | 1.0377 | 19.375 | 0 | 1300 | 0 | 610.3334 | 0 | 0 | 638.667 | 0 | 0 | 0 | 4.2475 | 172.6234 | -16.0558 | 6.5148 | 51.6972 | 7.1212 | 8.5555 | 0 | 0 | 0 | 0 | 0.017051 | 0.0093313 | 0.032 | 0.032
L3 | CAV.640.L3 | CAV | _ | LCAV | 1.0377 | 19.375 | 0 | 1300 | 0 | 611.717 | 0 | 0 | 640.0506 | 0 | 0 | 0 | 4.2669 | 219.9218 | -18.1289 | 6.516 | 33.9061 | 5.7374 | 8.5607 | 0 | 0 | 0 | 0 | 0.019202 | 0.0075398 | 0.032 | 0.032
L3 | CAV.641.L3 | CAV | _ | LCAV | 1.0377 | 19.375 | 0 | 1300 | 0 | 613.1006 | 0 | 0 | 641.4342 | 0 | 0 | 0 | 4.2862 | 272.9565 | -20.2016 | 6.5169 | 19.9445 | 4.3534 | 8.5692 | 0 | 0 | 0 | 0 | 0.021344 | 0.0057697 | 0.032 | 0.032
L3 | CAV.642.L3 | CAV | _ | LCAV | 1.0377 | 19.375 | 0 | 1300 | 0 | 614.4842 | 0 | 0 | 642.8178 | 0 | 0 | 0 | 4.3056 | 331.7258 | -22.2737 | 6.5176 | 9.8127 | 2.9693 | 8.585 | 0 | 0 | 0 | 0 | 0.023477 | 0.0040379 | 0.032 | 0.032
L3 | CAV.644.L3 | CAV | _ | LCAV | 1.0377 | 19.375 | 0 | 1300 | 0 | 615.8678 | 0 | 0 | 644.2014 | 0 | 0 | 0 | 4.325 | 396.2284 | -24.3452 | 6.5182 | 3.5112 | 1.5852 | 8.6229 | 0 | 0 | 0 | 0 | 0.025601 | 0.00241 | 0.032 | 0.032
L3 | BPM.644.L3 | BPM | _ | MONI | 0 | 0 | 0 | 0 | 0 | 616.666 | 0 | 0 | 644.9996 | 0 | 0 | 0 | 4.325 | 409.9445 | -24.7637 | 6.5183 | 2.7037 | 1.3057 | 8.6373 | 0 | 0 | 0 | 0 | 0.02604 | 0.0021148 | 0.022 | 0.022
L3 | Q.645.L3 | Q | Q.31.L3 | QUAD | 0.3 | 0.0841 | 0 | 0 | 0 | 616.891 | 0 | 0 | 645.2246 | 0 | 0 | 0 | 4.325 | 418.1276 | 10.1343 | 6.5185 | 1.9173 | 0.7732 | 8.6638 | 0 | 0 | 0 | 0 | 0.026299 | 0.0017808 | 0.037 | 0.037
L3 | CX.645.L3 | CX | _ | HKIC | 0 | 0 | 0 | 0 | 0 | 617.041 | 0 | 0 | 645.3746 | 0 | 0 | 0 | 4.325 | 418.1276 | 10.1343 | 6.5185 | 1.9173 | 0.7732 | 8.6638 | 0 | 0 | 0 | 0 | 0.026299 | 0.0017808 | 0.037 | 0.037
L3 | ACCEND.645.L3 | ACCEND | _ | MARK | 0 | 0 | 0 | 0 | 0 | 617.4334 | 0 | 0 | 645.767 | 0 | 0 | 0 | 4.325 | 410.2125 | 10.0369 | 6.5186 | 1.4389 | 0.4462 | 8.7017 | 0 | 0 | 0 | 0 | 0.026049 | 0.0015428 | #N/A | #N/A
L3 | ACCSTART.645.L3 | ACCSTART | _ | MARK | 0 | 0 | 0 | 0 | 0 | 617.4334 | 0 | 0 | 645.767 | 0 | 0 | 0 | 4.325 | 410.2125 | 10.0369 | 6.5186 | 1.4389 | 0.4462 | 8.7017 | 0 | 0 | 0 | 0 | 0.026049 | 0.0015428 | #N/A | #N/A
L3 | CAV.646.L3 | CAV | _ | LCAV | 1.0377 | 19.375 | 0 | 1300 | 0 | 618.1738 | 0 | 0 | 646.5074 | 0 | 0 | 0 | 4.3444 | 385.3248 | 9.7265 | 6.5191 | 1.6367 | -0.6032 | 8.8549 | 0 | 0 | 0 | 0 | 0.02519 | 0.0016417 | 0.032 | 0.032
L3 | CAV.647.L3 | CAV | _ | LCAV | 1.0377 | 19.375 | 0 | 1300 | 0 | 619.5574 | 0 | 0 | 647.891 | 0 | 0 | 0 | 4.3637 | 358.8829 | 9.3849 | 6.5197 | 4.9012 | -1.7562 | 8.9362 | 0 | 0 | 0 | 0 | 0.024256 | 0.0028346 | 0.032 | 0.032
L3 | CAV.649.L3 | CAV | _ | LCAV | 1.0377 | 19.375 | 0 | 1300 | 0 | 620.941 | 0 | 0 | 649.2746 | 0 | 0 | 0 | 4.3831 | 333.3866 | 9.043 | 6.5203 | 11.3562 | -2.9091 | 8.9658 | 0 | 0 | 0 | 0 | 0.023327 | 0.0043053 | 0.032 | 0.032
L3 | CAV.650.L3 | CAV | _ | LCAV | 1.0377 | 19.375 | 0 | 1300 | 0 | 622.3246 | 0 | 0 | 650.6582 | 0 | 0 | 0 | 4.4025 | 308.8364 | 8.701 | 6.521 | 21.0013 | -4.0619 | 8.9801 | 0 | 0 | 0 | 0 | 0.022402 | 0.0058418 | 0.032 | 0.032
L3 | CAV.652.L3 | CAV | _ | LCAV | 1.0377 | 19.375 | 0 | 1300 | 0 | 623.7082 | 0 | 0 | 652.0418 | 0 | 0 | 0 | 4.4219 | 285.2332 | 8.3586 | 6.5218 | 33.8365 | -5.2147 | 8.9884 | 0 | 0 | 0 | 0 | 0.021482 | 0.0073988 | 0.032 | 0.032
L3 | CAV.653.L3 | CAV | _ | LCAV | 1.0377 | 19.375 | 0 | 1300 | 0 | 625.0918 | 0 | 0 | 653.4254 | 0 | 0 | 0 | 4.4412 | 262.5776 | 8.0161 | 6.5226 | 49.8614 | -6.3673 | 8.9938 | 0 | 0 | 0 | 0 | 0.020566 | 0.008962 | 0.032 | 0.032
L3 | CAV.654.L3 | CAV | _ | LCAV | 1.0377 | 19.375 | 0 | 1300 | 0 | 626.4754 | 0 | 0 | 654.809 | 0 | 0 | 0 | 4.4606 | 240.8701 | 7.6733 | 6.5234 | 69.0755 | -7.5197 | 8.9975 | 0 | 0 | 0 | 0 | 0.019655 | 0.010525 | 0.032 | 0.032
L3 | CAV.656.L3 | CAV | _ | LCAV | 1.0377 | 19.375 | 0 | 1300 | 0 | 627.859 | 0 | 0 | 656.1926 | 0 | 0 | 0 | 4.48 | 220.1113 | 7.3304 | 6.5244 | 91.4784 | -8.6719 | 9.0003 | 0 | 0 | 0 | 0 | 0.018748 | 0.012086 | 0.032 | 0.032
L3 | BPM.656.L3 | BPM | _ | MONI | 0 | 0 | 0 | 0 | 0 | 628.6572 | 0 | 0 | 656.9908 | 0 | 0 | 0 | 4.48 | 216.036 | 7.2609 | 6.5246 | 96.3875 | -8.9046 | 9.0007 | 0 | 0 | 0 | 0 | 0.018574 | 0.012406 | 0.022 | 0.022
L3 | Q.657.L3 | Q | Q.32.L3 | QUAD | 0.3 | -0.0841 | 0 | 0 | 0 | 628.8822 | 0 | 0 | 657.2158 | 0 | 0 | 0 | 4.48 | 216.0209 | -10.848 | 6.5249 | 100.6474 | -0.6827 | 9.0014 | 0 | 0 | 0 | 0 | 0.018573 | 0.012678 | 0.037 | 0.037
L3 | CY.657.L3 | CY | _ | VKIC | 0 | 0 | 0 | 0 | 0 | 629.0322 | 0 | 0 | 657.3658 | 0 | 0 | 0 | 4.48 | 216.0209 | -10.848 | 6.5249 | 100.6474 | -0.6827 | 9.0014 | 0 | 0 | 0 | 0 | 0.018573 | 0.012678 | 0.037 | 0.037
L3 | ACCEND.657.L3 | ACCEND | _ | MARK | 0 | 0 | 0 | 0 | 0 | 629.4246 | 0 | 0 | 657.7582 | 0 | 0 | 0 | 4.48 | 224.6191 | -11.0636 | 6.5252 | 101.1854 | -0.6884 | 9.002 | 0 | 0 | 0 | 0 | 0.018939 | 0.012711 | #N/A | #N/A
L3 | ACCSTART.657.L3 | ACCSTART | _ | MARK | 0 | 0 | 0 | 0 | 0 | 629.4246 | 0 | 0 | 657.7582 | 0 | 0 | 0 | 4.48 | 224.6191 | -11.0636 | 6.5252 | 101.1854 | -0.6884 | 9.002 | 0 | 0 | 0 | 0 | 0.018939 | 0.012711 | #N/A | #N/A
L3 | CAV.658.L3 | CAV | _ | LCAV | 1.0377 | 19.375 | 0 | 1300 | 0 | 630.165 | 0 | 0 | 658.4986 | 0 | 0 | 0 | 4.4994 | 253.3539 | -11.7543 | 6.526 | 102.9418 | -0.7063 | 9.0039 | 0 | 0 | 0 | 0 | 0.020071 | 0.012794 | 0.032 | 0.032
L3 | CAV.659.L3 | CAV | _ | LCAV | 1.0377 | 19.375 | 0 | 1300 | 0 | 631.5486 | 0 | 0 | 659.8822 | 0 | 0 | 0 | 4.5187 | 286.9306 | -12.513 | 6.5268 | 104.9235 | -0.7259 | 9.0061 | 0 | 0 | 0 | 0 | 0.021314 | 0.012889 | 0.032 | 0.032
L3 | CAV.661.L3 | CAV | _ | LCAV | 1.0377 | 19.375 | 0 | 1300 | 0 | 632.9322 | 0 | 0 | 661.2658 | 0 | 0 | 0 | 4.5381 | 322.6064 | -13.2714 | 6.5275 | 106.9597 | -0.7456 | 9.0081 | 0 | 0 | 0 | 0 | 0.022551 | 0.012985 | 0.032 | 0.032
L3 | CAV.662.L3 | CAV | _ | LCAV | 1.0377 | 19.375 | 0 | 1300 | 0 | 634.3158 | 0 | 0 | 662.6494 | 0 | 0 | 0 | 4.5575 | 360.3806 | -14.0295 | 6.5282 | 109.0503 | -0.7652 | 9.0102 | 0 | 0 | 0 | 0 | 0.023784 | 0.013084 | 0.032 | 0.032
L3 | CAV.664.L3 | CAV | _ | LCAV | 1.0377 | 19.375 | 0 | 1300 | 0 | 635.6994 | 0 | 0 | 664.033 | 0 | 0 | 0 | 4.5769 | 400.2522 | -14.7873 | 6.5288 | 111.1952 | -0.7849 | 9.0122 | 0 | 0 | 0 | 0 | 0.025012 | 0.013184 | 0.032 | 0.032
L3 | CAV.665.L3 | CAV | _ | LCAV | 1.0377 | 19.375 | 0 | 1300 | 0 | 637.083 | 0 | 0 | 665.4166 | 0 | 0 | 0 | 4.5962 | 442.2203 | -15.5447 | 6.5293 | 113.3945 | -0.8045 | 9.0141 | 0 | 0 | 0 | 0 | 0.026236 | 0.013285 | 0.032 | 0.032
L3 | CAV.666.L3 | CAV | _ | LCAV | 1.0377 | 19.375 | 0 | 1300 | 0 | 638.4666 | 0 | 0 | 666.8002 | 0 | 0 | 0 | 4.6156 | 486.2839 | -16.3018 | 6.5298 | 115.648 | -0.8241 | 9.0161 | 0 | 0 | 0 | 0 | 0.027454 | 0.013388 | 0.032 | 0.032
L3 | CAV.668.L3 | CAV | _ | LCAV | 1.0377 | 19.375 | 0 | 1300 | 0 | 639.8502 | 0 | 0 | 668.1838 | 0 | 0 | 0 | 4.635 | 532.4422 | -17.0585 | 6.5302 | 117.9557 | -0.8437 | 9.0179 | 0 | 0 | 0 | 0 | 0.028667 | 0.013493 | 0.032 | 0.032
L3 | BPM.668.L3 | BPM | _ | MONI | 0 | 0 | 0 | 0 | 0 | 640.6484 | 0 | 0 | 668.982 | 0 | 0 | 0 | 4.635 | 542.0139 | -17.2117 | 6.5303 | 118.4282 | -0.8478 | 9.0183 | 0 | 0 | 0 | 0 | 0.028924 | 0.01352 | 0.022 | 0.022
L3 | Q.669.L3 | Q | Q.33.L3 | QUAD | 0.3 | 0.0735 | 0 | 0 | 0 | 640.8734 | 0 | 0 | 669.207 | 0 | 0 | 0 | 4.635 | 542.9243 | 22.7931 | 6.5304 | 121.7077 | -9.7359 | 9.0188 | 0 | 0 | 0 | 0 | 0.028948 | 0.013706 | 0.037 | 0.037
L3 | CX.669.L3 | CX | _ | HKIC | 0 | 0 | 0 | 0 | 0 | 641.0234 | 0 | 0 | 669.357 | 0 | 0 | 0 | 4.635 | 542.9243 | 22.7931 | 6.5304 | 121.7077 | -9.7359 | 9.0188 | 0 | 0 | 0 | 0 | 0.028948 | 0.013706 | 0.037 | 0.037
L3 | ACCEND.669.L3 | ACCEND | _ | MARK | 0 | 0 | 0 | 0 | 0 | 641.4158 | 0 | 0 | 669.7494 | 0 | 0 | 0 | 4.635 | 525.1838 | 22.4169 | 6.5305 | 129.4696 | -10.0447 | 9.0193 | 0 | 0 | 0 | 0 | 0.028471 | 0.014136 | #N/A | #N/A
L3 | ACCSTART.669.L3 | ACCSTART | _ | MARK | 0 | 0 | 0 | 0 | 0 | 641.4158 | 0 | 0 | 669.7494 | 0 | 0 | 0 | 4.635 | 525.1838 | 22.4169 | 6.5305 | 129.4696 | -10.0447 | 9.0193 | 0 | 0 | 0 | 0 | 0.028471 | 0.014136 | #N/A | #N/A
L3 | CAV.670.L3 | CAV | _ | LCAV | 1.0377 | 19.375 | 0 | 1300 | 0 | 642.1562 | 0 | 0 | 670.4898 | 0 | 0 | 0 | 4.6544 | 470.2428 | 21.2116 | 6.5309 | 156.0156 | -11.0352 | 9.0207 | 0 | 0 | 0 | 0 | 0.026885 | 0.015486 | 0.032 | 0.032
L3 | CAV.671.L3 | CAV | _ | LCAV | 1.0377 | 19.375 | 0 | 1300 | 0 | 643.5398 | 0 | 0 | 671.8734 | 0 | 0 | 0 | 4.6737 | 413.3801 | 19.8865 | 6.5314 | 188.0578 | -12.1232 | 9.022 | 0 | 0 | 0 | 0 | 0.025155 | 0.016966 | 0.032 | 0.032
L3 | CAV.673.L3 | CAV | _ | LCAV | 1.0377 | 19.375 | 0 | 1300 | 0 | 644.9234 | 0 | 0 | 673.257 | 0 | 0 | 0 | 4.6931 | 360.1847 | 18.561 | 6.532 | 223.1104 | -13.2109 | 9.0231 | 0 | 0 | 0 | 0 | 0.023432 | 0.018442 | 0.032 | 0.032
L3 | CAV.674.L3 | CAV | _ | LCAV | 1.0377 | 19.375 | 0 | 1300 | 0 | 646.307 | 0 | 0 | 674.6406 | 0 | 0 | 0 | 4.7125 | 310.6577 | 17.235 | 6.5326 | 261.1727 | -14.2984 | 9.024 | 0 | 0 | 0 | 0 | 0.021717 | 0.019912 | 0.032 | 0.032
L3 | CAV.676.L3 | CAV | _ | LCAV | 1.0377 | 19.375 | 0 | 1300 | 0 | 647.6906 | 0 | 0 | 676.0242 | 0 | 0 | 0 | 4.7319 | 264.8005 | 15.9087 | 6.5334 | 302.2439 | -15.3855 | 9.0248 | 0 | 0 | 0 | 0 | 0.020009 | 0.021376 | 0.032 | 0.032
L3 | CAV.677.L3 | CAV | _ | LCAV | 1.0377 | 19.375 | 0 | 1300 | 0 | 649.0742 | 0 | 0 | 677.4078 | 0 | 0 | 0 | 4.7512 | 222.614 | 14.5819 | 6.5343 | 346.323 | -16.4723 | 9.0255 | 0 | 0 | 0 | 0 | 0.018308 | 0.022836 | 0.032 | 0.032
L3 | CAV.678.L3 | CAV | _ | LCAV | 1.0377 | 19.375 | 0 | 1300 | 0 | 650.4578 | 0 | 0 | 678.7914 | 0 | 0 | 0 | 4.7706 | 184.0991 | 13.2549 | 6.5354 | 393.4091 | -17.5588 | 9.0261 | 0 | 0 | 0 | 0 | 0.016616 | 0.024289 | 0.032 | 0.032
L3 | CAV.680.L3 | CAV | _ | LCAV | 1.0377 | 19.375 | 0 | 1300 | 0 | 651.8414 | 0 | 0 | 680.175 | 0 | 0 | 0 | 4.79 | 149.2569 | 11.9275 | 6.5367 | 443.5011 | -18.6449 | 9.0266 | 0 | 0 | 0 | 0 | 0.01493 | 0.025737 | 0.032 | 0.032
L3 | BPM.680.L3 | BPM | _ | MONI | 0 | 0 | 0 | 0 | 0 | 652.6396 | 0 | 0 | 680.9732 | 0 | 0 | 0 | 4.79 | 142.669 | 11.6595 | 6.537 | 453.9775 | -18.8644 | 9.0267 | 0 | 0 | 0 | 0 | 0.014597 | 0.026039 | 0.022 | 0.022
L3 | Q.681.L3 | Q | Q.34.L3 | QUAD | 0.3 | -0.0831 | 0 | 0 | 0 | 652.8646 | 0 | 0 | 681.1982 | 0 | 0 | 0 | 4.79 | 137.4856 | -0.0261 | 6.5375 | 456.7571 | 19.1034 | 9.0268 | 0 | 0 | 0 | 0 | 0.01433 | 0.026119 | 0.037 | 0.037
L3 | CY.681.L3 | CY | _ | VKIC | 0 | 0 | 0 | 0 | 0 | 653.0146 | 0 | 0 | 681.3482 | 0 | 0 | 0 | 4.79 | 137.4856 | -0.0261 | 6.5375 | 456.7571 | 19.1034 | 9.0268 | 0 | 0 | 0 | 0 | 0.01433 | 0.026119 | 0.037 | 0.037
L3 | ACCEND.681.L3 | ACCEND | _ | MARK | 0 | 0 | 0 | 0 | 0 | 653.407 | 0 | 0 | 681.7406 | 0 | 0 | 0 | 4.79 | 137.5073 | -0.029 | 6.5379 | 441.8881 | 18.7891 | 9.027 | 0 | 0 | 0 | 0 | 0.014331 | 0.02569 | #N/A | #N/A
L3 | ACCSTART.681.L3 | ACCSTART | _ | MARK | 0 | 0 | 0 | 0 | 0 | 653.407 | 0 | 0 | 681.7406 | 0 | 0 | 0 | 4.79 | 137.5073 | -0.029 | 6.5379 | 441.8881 | 18.7891 | 9.027 | 0 | 0 | 0 | 0 | 0.014331 | 0.02569 | #N/A | #N/A
L3 | CAV.682.L3 | CAV | _ | LCAV | 1.0377 | 19.375 | 0 | 1300 | 0 | 654.1474 | 0 | 0 | 682.481 | 0 | 0 | 0 | 4.8094 | 137.5912 | -0.0376 | 6.5394 | 395.8348 | 17.7817 | 9.0274 | 0 | 0 | 0 | 0 | 0.014306 | 0.024265 | 0.032 | 0.032
L3 | CAV.683.L3 | CAV | _ | LCAV | 1.0377 | 19.375 | 0 | 1300 | 0 | 655.531 | 0 | 0 | 683.8646 | 0 | 0 | 0 | 4.8287 | 137.7087 | -0.0471 | 6.541 | 348.1619 | 16.6744 | 9.028 | 0 | 0 | 0 | 0 | 0.014284 | 0.022712 | 0.032 | 0.032
L3 | CAV.685.L3 | CAV | _ | LCAV | 1.0377 | 19.375 | 0 | 1300 | 0 | 656.9146 | 0 | 0 | 685.2482 | 0 | 0 | 0 | 4.8481 | 137.8525 | -0.0567 | 6.5426 | 303.5536 | 15.5666 | 9.0287 | 0 | 0 | 0 | 0 | 0.014263 | 0.021164 | 0.032 | 0.032
L3 | CAV.686.L3 | CAV | _ | LCAV | 1.0377 | 19.375 | 0 | 1300 | 0 | 658.2982 | 0 | 0 | 686.6318 | 0 | 0 | 0 | 4.8675 | 138.0227 | -0.0662 | 6.5442 | 262.011 | 14.4586 | 9.0295 | 0 | 0 | 0 | 0 | 0.014243 | 0.019624 | 0.032 | 0.032
L3 | CAV.688.L3 | CAV | _ | LCAV | 1.0377 | 19.375 | 0 | 1300 | 0 | 659.6818 | 0 | 0 | 688.0154 | 0 | 0 | 0 | 4.8869 | 138.2194 | -0.0758 | 6.5458 | 223.535 | 13.3502 | 9.0304 | 0 | 0 | 0 | 0 | 0.014225 | 0.01809 | 0.032 | 0.032
L3 | CAV.689.L3 | CAV | _ | LCAV | 1.0377 | 19.375 | 0 | 1300 | 0 | 661.0654 | 0 | 0 | 689.399 | 0 | 0 | 0 | 4.9062 | 138.4424 | -0.0853 | 6.5474 | 188.1264 | 12.2416 | 9.0315 | 0 | 0 | 0 | 0 | 0.014208 | 0.016563 | 0.032 | 0.032
L3 | CAV.690.L3 | CAV | _ | LCAV | 1.0377 | 19.375 | 0 | 1300 | 0 | 662.449 | 0 | 0 | 690.7826 | 0 | 0 | 0 | 4.9256 | 138.6919 | -0.0949 | 6.5489 | 155.786 | 11.1327 | 9.0328 | 0 | 0 | 0 | 0 | 0.014193 | 0.015042 | 0.032 | 0.032
L3 | CAV.692.L3 | CAV | _ | LCAV | 1.0377 | 19.375 | 0 | 1300 | 0 | 663.8326 | 0 | 0 | 692.1662 | 0 | 0 | 0 | 4.945 | 138.9677 | -0.1044 | 6.5505 | 126.5144 | 10.0235 | 9.0343 | 0 | 0 | 0 | 0 | 0.014179 | 0.013529 | 0.032 | 0.032
L3 | BPM.692.L3 | BPM | _ | MONI | 0 | 0 | 0 | 0 | 0 | 664.6308 | 0 | 0 | 692.9644 | 0 | 0 | 0 | 4.945 | 139.0266 | -0.1064 | 6.5509 | 120.9778 | 9.7995 | 9.0347 | 0 | 0 | 0 | 0 | 0.014182 | 0.01323 | 0.022 | 0.022
L3 | Q.693.L3 | Q | Q.35.L3 | QUAD | 0.3 | 0.0754 | 0 | 0 | 0 | 664.8558 | 0 | 0 | 693.1894 | 0 | 0 | 0 | 4.945 | 135.9838 | 10.226 | 6.5513 | 116.3779 | 0.7879 | 9.0352 | 0 | 0 | 0 | 0 | 0.014026 | 0.012976 | 0.037 | 0.037
L3 | CX.693.L3 | CX | _ | HKIC | 0 | 0 | 0 | 0 | 0 | 665.0058 | 0 | 0 | 693.3394 | 0 | 0 | 0 | 4.945 | 135.9838 | 10.226 | 6.5513 | 116.3779 | 0.7879 | 9.0352 | 0 | 0 | 0 | 0 | 0.014026 | 0.012976 | 0.037 | 0.037
L3 | ACCEND.693.L3 | ACCEND | _ | MARK | 0 | 0 | 0 | 0 | 0 | 665.3982 | 0 | 0 | 693.7318 | 0 | 0 | 0 | 4.945 | 128.078 | 9.9214 | 6.5518 | 115.7617 | 0.7824 | 9.0357 | 0 | 0 | 0 | 0 | 0.013612 | 0.012941 | #N/A | #N/A
L3 | ACCSTART.693.L3 | ACCSTART | _ | MARK | 0 | 0 | 0 | 0 | 0 | 665.3982 | 0 | 0 | 693.7318 | 0 | 0 | 0 | 4.945 | 128.078 | 9.9214 | 6.5518 | 115.7617 | 0.7824 | 9.0357 | 0 | 0 | 0 | 0 | 0.013612 | 0.012941 | #N/A | #N/A
L3 | CAV.694.L3 | CAV | _ | LCAV | 1.0377 | 19.375 | 0 | 1300 | 0 | 666.1386 | 0 | 0 | 694.4722 | 0 | 0 | 0 | 4.9644 | 104.3207 | 8.9441 | 6.5535 | 113.8128 | 0.7653 | 9.0375 | 0 | 0 | 0 | 0 | 0.012261 | 0.012807 | 0.032 | 0.032
L3 | CAV.695.L3 | CAV | _ | LCAV | 1.0377 | 19.375 | 0 | 1300 | 0 | 667.5222 | 0 | 0 | 695.8558 | 0 | 0 | 0 | 4.9837 | 81.0565 | 7.8702 | 6.5559 | 111.7213 | 0.7464 | 9.0394 | 0 | 0 | 0 | 0 | 0.010787 | 0.012664 | 0.032 | 0.032
L3 | CAV.697.L3 | CAV | _ | LCAV | 1.0377 | 19.375 | 0 | 1300 | 0 | 668.9058 | 0 | 0 | 697.2394 | 0 | 0 | 0 | 5.0031 | 60.7644 | 6.796 | 6.559 | 109.6821 | 0.7275 | 9.0414 | 0 | 0 | 0 | 0 | 0.0093214 | 0.012523 | 0.032 | 0.032
L3 | CAV.698.L3 | CAV | _ | LCAV | 1.0377 | 19.375 | 0 | 1300 | 0 | 670.2894 | 0 | 0 | 698.623 | 0 | 0 | 0 | 5.0225 | 43.4449 | 5.7218 | 6.5633 | 107.6952 | 0.7086 | 9.0434 | 0 | 0 | 0 | 0 | 0.0078665 | 0.012385 | 0.032 | 0.032
L3 | CAV.700.L3 | CAV | _ | LCAV | 1.0377 | 19.375 | 0 | 1300 | 0 | 671.673 | 0 | 0 | 700.0066 | 0 | 0 | 0 | 5.0419 | 29.0982 | 4.6474 | 6.5695 | 105.7606 | 0.6897 | 9.0455 | 0 | 0 | 0 | 0 | 0.0064256 | 0.01225 | 0.032 | 0.032
L3 | CAV.701.L3 | CAV | _ | LCAV | 1.0377 | 19.375 | 0 | 1300 | 0 | 673.0566 | 0 | 0 | 701.3902 | 0 | 0 | 0 | 5.0612 | 17.7246 | 3.5729 | 6.5792 | 103.8784 | 0.6708 | 9.0476 | 0 | 0 | 0 | 0 | 0.0050054 | 0.012117 | 0.032 | 0.032
L3 | CAV.702.L3 | CAV | _ | LCAV | 1.0377 | 19.375 | 0 | 1300 | 0 | 674.4402 | 0 | 0 | 702.7738 | 0 | 0 | 0 | 5.0806 | 9.3243 | 2.4984 | 6.5964 | 102.0486 | 0.6518 | 9.0497 | 0 | 0 | 0 | 0 | 0.0036235 | 0.011987 | 0.032 | 0.032
L3 | CAV.704.L3 | CAV | _ | LCAV | 1.0377 | 19.375 | 0 | 1300 | 0 | 675.8238 | 0 | 0 | 704.1574 | 0 | 0 | 0 | 5.1 | 3.8976 | 1.4238 | 6.6332 | 100.2712 | 0.6328 | 9.0519 | 0 | 0 | 0 | 0 | 0.0023382 | 0.01186 | 0.032 | 0.032
L3 | BPM.704.L3 | BPM | _ | MONI | 0 | 0 | 0 | 0 | 0 | 676.622 | 0 | 0 | 704.9556 | 0 | 0 | 0 | 5.1 | 3.1629 | 1.2069 | 6.6459 | 99.9188 | 0.6289 | 9.0524 | 0 | 0 | 0 | 0 | 0.0021064 | 0.011839 | 0.022 | 0.022
L3 | Q.705.L3 | Q | Q.36.L3 | QUAD | 0.3 | -0.093 | 0 | 0 | 0 | 676.847 | 0 | 0 | 705.1806 | 0 | 0 | 0 | 5.1 | 2.4388 | 0.6929 | 6.6676 | 96.6956 | 9.7047 | 9.053 | 0 | 0 | 0 | 0 | 0.0018496 | 0.011646 | 0.037 | 0.037
L3 | CY.705.L3 | CY | _ | VKIC | 0 | 0 | 0 | 0 | 0 | 676.997 | 0 | 0 | 705.3306 | 0 | 0 | 0 | 5.1 | 2.4388 | 0.6929 | 6.6676 | 96.6956 | 9.7047 | 9.053 | 0 | 0 | 0 | 0 | 0.0018496 | 0.011646 | 0.037 | 0.037
L3 | ACCEND.705.L3 | ACCEND | _ | MARK | 0 | 0 | 0 | 0 | 0 | 677.3894 | 0 | 0 | 705.723 | 0 | 0 | 0 | 5.1 | 1.9884 | 0.4548 | 6.6961 | 89.231 | 9.3184 | 9.0536 | 0 | 0 | 0 | 0 | 0.0016701 | 0.011188 | #N/A | #N/A
L3 | CSC.706.L3 | CSC | _ | CRYO | 2.0754 | 0 | 0 | 0 | 0 | 678.4271 | 0 | 0 | 706.7607 | 0 | 0 | 0 | 5.1 | 2.7149 | -0.8048 | 6.8719 | 54.7919 | 7.2755 | 9.0584 | 0 | 0 | 0 | 0 | 0.0019515 | 0.0087669 | #N/A | #N/A
L3 | ACCSTART.707.L3 | ACCSTART | _ | MARK | 0 | 0 | 0 | 0 | 0 | 679.4648 | 0 | 0 | 707.7984 | 0 | 0 | 0 | 5.1 | 2.7149 | -0.8048 | 6.8719 | 54.7919 | 7.2755 | 9.0584 | 0 | 0 | 0 | 0 | 0.0019515 | 0.0087669 | #N/A | #N/A
L3 | CAV.708.L3 | CAV | _ | LCAV | 1.0377 | 19.375 | 0 | 1300 | 0 | 680.2052 | 0 | 0 | 708.5388 | 0 | 0 | 0 | 5.1194 | 5.7044 | -1.5691 | 6.9237 | 38.0286 | 6.0361 | 9.0628 | 0 | 0 | 0 | 0 | 0.0028234 | 0.0072899 | 0.032 | 0.032
L3 | CAV.709.L3 | CAV | _ | LCAV | 1.0377 | 19.375 | 0 | 1300 | 0 | 681.5888 | 0 | 0 | 709.9224 | 0 | 0 | 0 | 5.1387 | 11.2082 | -2.4088 | 6.9514 | 23.2099 | 4.6742 | 9.0702 | 0 | 0 | 0 | 0 | 0.0039502 | 0.0056844 | 0.032 | 0.032
L3 | CAV.711.L3 | CAV | _ | LCAV | 1.0377 | 19.375 | 0 | 1300 | 0 | 682.9724 | 0 | 0 | 711.306 | 0 | 0 | 0 | 5.1581 | 19.0356 | -3.2484 | 6.9665 | 12.1599 | 3.3122 | 9.0833 | 0 | 0 | 0 | 0 | 0.0051382 | 0.0041067 | 0.032 | 0.032
L3 | CAV.712.L3 | CAV | _ | LCAV | 1.0377 | 19.375 | 0 | 1300 | 0 | 684.356 | 0 | 0 | 712.6896 | 0 | 0 | 0 | 5.1775 | 29.1863 | -4.088 | 6.9759 | 4.8789 | 1.9501 | 9.112 | 0 | 0 | 0 | 0 | 0.0063504 | 0.0025964 | 0.032 | 0.032
L3 | CAV.714.L3 | CAV | _ | LCAV | 1.0377 | 19.375 | 0 | 1300 | 0 | 685.7396 | 0 | 0 | 714.0732 | 0 | 0 | 0 | 5.1969 | 41.6602 | -4.9275 | 6.9822 | 1.3671 | 0.5881 | 9.202 | 0 | 0 | 0 | 0 | 0.0075729 | 0.0013718 | 0.032 | 0.032
L3 | CAV.715.L3 | CAV | _ | LCAV | 1.0377 | 19.375 | 0 | 1300 | 0 | 687.1232 | 0 | 0 | 715.4568 | 0 | 0 | 0 | 5.2162 | 56.4571 | -5.7669 | 6.9867 | 1.6244 | -0.774 | 9.3915 | 0 | 0 | 0 | 0 | 0.0087995 | 0.0014926 | 0.032 | 0.032
L3 | CAV.716.L3 | CAV | _ | LCAV | 1.0377 | 19.375 | 0 | 1300 | 0 | 688.5068 | 0 | 0 | 716.8404 | 0 | 0 | 0 | 5.2356 | 73.5767 | -6.6062 | 6.9901 | 5.6509 | -2.1361 | 9.4669 | 0 | 0 | 0 | 0 | 0.010027 | 0.0027788 | 0.032 | 0.032
L3 | CAV.718.L3 | CAV | _ | LCAV | 1.0377 | 19.375 | 0 | 1300 | 0 | 689.8904 | 0 | 0 | 718.224 | 0 | 0 | 0 | 5.255 | 93.0187 | -7.4454 | 6.9928 | 13.4465 | -3.4982 | 9.4923 | 0 | 0 | 0 | 0 | 0.011253 | 0.0042785 | 0.032 | 0.032
L3 | BPM.719.L3 | BPM | _ | MONI | 0 | 0 | 0 | 0 | 0 | 690.6886 | 0 | 0 | 719.0222 | 0 | 0 | 0 | 5.255 | 97.225 | -7.6149 | 6.9933 | 15.4774 | -3.7731 | 9.4954 | 0 | 0 | 0 | 0 | 0.011505 | 0.0045903 | 0.022 | 0.022
L3 | Q.719.L3 | Q | Q.37.L3 | QUAD | 0.3 | 0.0754 | 0 | 0 | 0 | 690.9136 | 0 | 0 | 719.2472 | 0 | 0 | 0 | 5.255 | 100.7428 | -0.187 | 6.9939 | 18.8472 | -5.5511 | 9.4989 | 0 | 0 | 0 | 0 | 0.011711 | 0.0050654 | 0.037 | 0.037
L3 | CX.719.L3 | CX | _ | HKIC | 0 | 0 | 0 | 0 | 0 | 691.0636 | 0 | 0 | 719.3972 | 0 | 0 | 0 | 5.255 | 100.7428 | -0.187 | 6.9939 | 18.8472 | -5.5511 | 9.4989 | 0 | 0 | 0 | 0 | 0.011711 | 0.0050654 | 0.037 | 0.037
L3 | ACCEND.719.L3 | ACCEND | _ | MARK | 0 | 0 | 0 | 0 | 0 | 691.456 | 0 | 0 | 719.7896 | 0 | 0 | 0 | 5.255 | 100.8911 | -0.191 | 6.9945 | 23.4636 | -6.2134 | 9.5019 | 0 | 0 | 0 | 0 | 0.01172 | 0.0056518 | #N/A | #N/A
L3 | ACCSTART.719.L3 | ACCSTART | _ | MARK | 0 | 0 | 0 | 0 | 0 | 691.456 | 0 | 0 | 719.7896 | 0 | 0 | 0 | 5.255 | 100.8911 | -0.191 | 6.9945 | 23.4636 | -6.2134 | 9.5019 | 0 | 0 | 0 | 0 | 0.01172 | 0.0056518 | #N/A | #N/A
L3 | CAV.720.L3 | CAV | _ | LCAV | 1.0377 | 19.375 | 0 | 1300 | 0 | 692.1964 | 0 | 0 | 720.53 | 0 | 0 | 0 | 5.2744 | 101.3881 | -0.2036 | 6.9965 | 41.7895 | -8.339 | 9.5083 | 0 | 0 | 0 | 0 | 0.011727 | 0.0075287 | 0.032 | 0.032
L3 | CAV.721.L3 | CAV | _ | LCAV | 1.0377 | 19.375 | 0 | 1300 | 0 | 693.58 | 0 | 0 | 721.9136 | 0 | 0 | 0 | 5.2937 | 101.9709 | -0.2175 | 6.9986 | 68.0964 | -10.6743 | 9.5124 | 0 | 0 | 0 | 0 | 0.011739 | 0.0095931 | 0.032 | 0.032
L3 | CAV.723.L3 | CAV | _ | LCAV | 1.0377 | 19.375 | 0 | 1300 | 0 | 694.9636 | 0 | 0 | 723.2972 | 0 | 0 | 0 | 5.3131 | 102.592 | -0.2314 | 7.0008 | 100.8652 | -13.0093 | 9.5151 | 0 | 0 | 0 | 0 | 0.011753 | 0.011654 | 0.032 | 0.032
L3 | CAV.724.L3 | CAV | _ | LCAV | 1.0377 | 19.375 | 0 | 1300 | 0 | 696.3472 | 0 | 0 | 724.6808 | 0 | 0 | 0 | 5.3325 | 103.2516 | -0.2453 | 7.0029 | 140.0953 | -15.3442 | 9.5169 | 0 | 0 | 0 | 0 | 0.011769 | 0.013709 | 0.032 | 0.032
L3 | CAV.726.L3 | CAV | _ | LCAV | 1.0377 | 19.375 | 0 | 1300 | 0 | 697.7308 | 0 | 0 | 726.0644 | 0 | 0 | 0 | 5.3519 | 103.9496 | -0.2591 | 7.0051 | 185.786 | -17.6787 | 9.5183 | 0 | 0 | 0 | 0 | 0.011788 | 0.015759 | 0.032 | 0.032
L3 | CAV.727.L3 | CAV | _ | LCAV | 1.0377 | 19.375 | 0 | 1300 | 0 | 699.1144 | 0 | 0 | 727.448 | 0 | 0 | 0 | 5.3712 | 104.686 | -0.273 | 7.0072 | 237.9365 | -20.013 | 9.5193 | 0 | 0 | 0 | 0 | 0.011808 | 0.017802 | 0.032 | 0.032
L3 | CAV.728.L3 | CAV | _ | LCAV | 1.0377 | 19.375 | 0 | 1300 | 0 | 700.498 | 0 | 0 | 728.8316 | 0 | 0 | 0 | 5.3906 | 105.4607 | -0.2869 | 7.0093 | 296.546 | -22.3469 | 9.5202 | 0 | 0 | 0 | 0 | 0.01183 | 0.019838 | 0.032 | 0.032
L3 | CAV.730.L3 | CAV | _ | LCAV | 1.0377 | 19.375 | 0 | 1300 | 0 | 701.8816 | 0 | 0 | 730.2152 | 0 | 0 | 0 | 5.41 | 106.2739 | -0.3007 | 7.0113 | 361.6134 | -24.6804 | 9.5208 | 0 | 0 | 0 | 0 | 0.011855 | 0.021867 | 0.032 | 0.032
L3 | BPM.731.L3 | BPM | _ | MONI | 0 | 0 | 0 | 0 | 0 | 702.6798 | 0 | 0 | 731.0134 | 0 | 0 | 0 | 5.41 | 106.4427 | -0.3036 | 7.0118 | 375.5315 | -25.1516 | 9.521 | 0 | 0 | 0 | 0 | 0.011864 | 0.022284 | 0.022 | 0.022
L3 | Q.731.L3 | Q | Q.38.L3 | QUAD | 0.3 | -0.093 | 0 | 0 | 0 | 702.9048 | 0 | 0 | 731.2384 | 0 | 0 | 0 | 5.41 | 109.6752 | -10.4175 | 7.0123 | 383.8614 | 10.2605 | 9.5211 | 0 | 0 | 0 | 0 | 0.012043 | 0.02253 | 0.037 | 0.037
L3 | CY.731.L3 | CY | _ | VKIC | 0 | 0 | 0 | 0 | 0 | 703.0548 | 0 | 0 | 731.3884 | 0 | 0 | 0 | 5.41 | 109.6752 | -10.4175 | 7.0123 | 383.8614 | 10.2605 | 9.5211 | 0 | 0 | 0 | 0 | 0.012043 | 0.02253 | 0.037 | 0.037
L3 | ACCEND.731.L3 | ACCEND | _ | MARK | 0 | 0 | 0 | 0 | 0 | 703.4472 | 0 | 0 | 731.7808 | 0 | 0 | 0 | 5.41 | 118.0046 | -10.8093 | 7.0129 | 375.8516 | 10.1519 | 9.5213 | 0 | 0 | 0 | 0 | 0.012492 | 0.022294 | #N/A | #N/A
L3 | ACCSTART.731.L3 | ACCSTART | _ | MARK | 0 | 0 | 0 | 0 | 0 | 703.4472 | 0 | 0 | 731.7808 | 0 | 0 | 0 | 5.41 | 118.0046 | -10.8093 | 7.0129 | 375.8516 | 10.1519 | 9.5213 | 0 | 0 | 0 | 0 | 0.012492 | 0.022294 | #N/A | #N/A
L3 | CAV.732.L3 | CAV | _ | LCAV | 1.0377 | 19.375 | 0 | 1300 | 0 | 704.1876 | 0 | 0 | 732.5212 | 0 | 0 | 0 | 5.4294 | 146.8122 | -12.0665 | 7.0144 | 350.721 | 9.8043 | 9.5218 | 0 | 0 | 0 | 0 | 0.013908 | 0.021497 | 0.032 | 0.032
L3 | CAV.733.L3 | CAV | _ | LCAV | 1.0377 | 19.375 | 0 | 1300 | 0 | 705.5712 | 0 | 0 | 733.9048 | 0 | 0 | 0 | 5.4487 | 182.1136 | -13.4475 | 7.0157 | 324.1196 | 9.4221 | 9.5225 | 0 | 0 | 0 | 0 | 0.015463 | 0.020629 | 0.032 | 0.032
L3 | CAV.735.L3 | CAV | _ | LCAV | 1.0377 | 19.375 | 0 | 1300 | 0 | 706.9548 | 0 | 0 | 735.2884 | 0 | 0 | 0 | 5.4681 | 221.2362 | -14.8283 | 7.0168 | 298.5759 | 9.0398 | 9.5232 | 0 | 0 | 0 | 0 | 0.017013 | 0.019764 | 0.032 | 0.032
L3 | CAV.736.L3 | CAV | _ | LCAV | 1.0377 | 19.375 | 0 | 1300 | 0 | 708.3384 | 0 | 0 | 736.672 | 0 | 0 | 0 | 5.4875 | 264.1796 | -16.2089 | 7.0177 | 274.0904 | 8.6573 | 9.524 | 0 | 0 | 0 | 0 | 0.018558 | 0.018903 | 0.032 | 0.032
L3 | CAV.738.L3 | CAV | _ | LCAV | 1.0377 | 19.375 | 0 | 1300 | 0 | 709.722 | 0 | 0 | 738.0556 | 0 | 0 | 0 | 5.5069 | 310.9429 | -17.5892 | 7.0185 | 250.6636 | 8.2747 | 9.5248 | 0 | 0 | 0 | 0 | 0.020098 | 0.018045 | 0.032 | 0.032
L3 | CAV.739.L3 | CAV | _ | LCAV | 1.0377 | 19.375 | 0 | 1300 | 0 | 711.1056 | 0 | 0 | 739.4392 | 0 | 0 | 0 | 5.5262 | 361.5255 | -18.9692 | 7.0192 | 228.2957 | 7.8919 | 9.5257 | 0 | 0 | 0 | 0 | 0.021634 | 0.017191 | 0.032 | 0.032
L3 | CAV.740.L3 | CAV | _ | LCAV | 1.0377 | 19.375 | 0 | 1300 | 0 | 712.4892 | 0 | 0 | 740.8228 | 0 | 0 | 0 | 5.5456 | 415.9265 | -20.3489 | 7.0197 | 206.9873 | 7.509 | 9.5267 | 0 | 0 | 0 | 0 | 0.023164 | 0.016341 | 0.032 | 0.032
L3 | CAV.742.L3 | CAV | _ | LCAV | 1.0377 | 19.375 | 0 | 1300 | 0 | 713.8728 | 0 | 0 | 742.2064 | 0 | 0 | 0 | 5.565 | 474.1451 | -21.7283 | 7.0202 | 186.7386 | 7.1259 | 9.5279 | 0 | 0 | 0 | 0 | 0.024689 | 0.015494 | 0.032 | 0.032
L3 | BPM.743.L3 | BPM | _ | MONI | 0 | 0 | 0 | 0 | 0 | 714.671 | 0 | 0 | 743.0046 | 0 | 0 | 0 | 5.565 | 486.3604 | -22.007 | 7.0203 | 182.7796 | 7.0485 | 9.5281 | 0 | 0 | 0 | 0 | 0.025005 | 0.015329 | 0.022 | 0.022
L3 | Q.743.L3 | Q | Q.39.L3 | QUAD | 0.3 | 0.0735 | 0 | 0 | 0 | 714.896 | 0 | 0 | 743.2296 | 0 | 0 | 0 | 5.565 | 492.0904 | 14.0633 | 7.0204 | 181.5078 | -6.302 | 9.5284 | 0 | 0 | 0 | 0 | 0.025152 | 0.015275 | 0.037 | 0.037
L3 | CX.743.L3 | CX | _ | HKIC | 0 | 0 | 0 | 0 | 0 | 715.046 | 0 | 0 | 743.3796 | 0 | 0 | 0 | 5.565 | 492.0904 | 14.0633 | 7.0204 | 181.5078 | -6.302 | 9.5284 | 0 | 0 | 0 | 0 | 0.025152 | 0.015275 | 0.037 | 0.037
L3 | ACCEND.743.L3 | ACCEND | _ | MARK | 0 | 0 | 0 | 0 | 0 | 715.4384 | 0 | 0 | 743.772 | 0 | 0 | 0 | 5.565 | 481.1157 | 13.9048 | 7.0206 | 186.4882 | -6.3901 | 9.5288 | 0 | 0 | 0 | 0 | 0.024869 | 0.015483 | #N/A | #N/A
L3 | ACCSTART.743.L3 | ACCSTART | _ | MARK | 0 | 0 | 0 | 0 | 0 | 715.4384 | 0 | 0 | 743.772 | 0 | 0 | 0 | 5.565 | 481.1157 | 13.9048 | 7.0206 | 186.4882 | -6.3901 | 9.5288 | 0 | 0 | 0 | 0 | 0.024869 | 0.015483 | #N/A | #N/A
L3 | CAV.744.L3 | CAV | _ | LCAV | 1.0377 | 19.375 | 0 | 1300 | 0 | 716.1788 | 0 | 0 | 744.5124 | 0 | 0 | 0 | 5.5844 | 446.7343 | 13.3974 | 7.021 | 202.9373 | -6.672 | 9.5298 | 0 | 0 | 0 | 0 | 0.023923 | 0.016124 | 0.032 | 0.032
L3 | CAV.745.L3 | CAV | _ | LCAV | 1.0377 | 19.375 | 0 | 1300 | 0 | 717.5624 | 0 | 0 | 745.896 | 0 | 0 | 0 | 5.6037 | 410.4331 | 12.8396 | 7.0215 | 221.8287 | -6.9816 | 9.5308 | 0 | 0 | 0 | 0 | 0.022891 | 0.016829 | 0.032 | 0.032
L3 | CAV.747.L3 | CAV | _ | LCAV | 1.0377 | 19.375 | 0 | 1300 | 0 | 718.946 | 0 | 0 | 747.2796 | 0 | 0 | 0 | 5.6231 | 375.6758 | 12.2816 | 7.0221 | 241.5768 | -7.2912 | 9.5318 | 0 | 0 | 0 | 0 | 0.021862 | 0.017531 | 0.032 | 0.032
L3 | CAV.748.L3 | CAV | _ | LCAV | 1.0377 | 19.375 | 0 | 1300 | 0 | 720.3296 | 0 | 0 | 748.6632 | 0 | 0 | 0 | 5.6425 | 342.463 | 11.7233 | 7.0227 | 262.1814 | -7.6007 | 9.5327 | 0 | 0 | 0 | 0 | 0.020837 | 0.018232 | 0.032 | 0.032
L3 | CAV.750.L3 | CAV | _ | LCAV | 1.0377 | 19.375 | 0 | 1300 | 0 | 721.7132 | 0 | 0 | 750.0468 | 0 | 0 | 0 | 5.6619 | 310.7951 | 11.1649 | 7.0234 | 283.6423 | -7.91 | 9.5335 | 0 | 0 | 0 | 0 | 0.019817 | 0.018931 | 0.032 | 0.032
L3 | CAV.751.L3 | CAV | _ | LCAV | 1.0377 | 19.375 | 0 | 1300 | 0 | 723.0968 | 0 | 0 | 751.4304 | 0 | 0 | 0 | 5.6812 | 280.6727 | 10.6063 | 7.0241 | 305.9589 | -8.2192 | 9.5342 | 0 | 0 | 0 | 0 | 0.0188 | 0.019628 | 0.032 | 0.032
L3 | CAV.752.L3 | CAV | _ | LCAV | 1.0377 | 19.375 | 0 | 1300 | 0 | 724.4804 | 0 | 0 | 752.814 | 0 | 0 | 0 | 5.7006 | 252.0963 | 10.0475 | 7.0249 | 329.1312 | -8.5283 | 9.5349 | 0 | 0 | 0 | 0 | 0.017787 | 0.020324 | 0.032 | 0.032
L3 | CAV.754.L3 | CAV | _ | LCAV | 1.0377 | 19.375 | 0 | 1300 | 0 | 725.864 | 0 | 0 | 754.1976 | 0 | 0 | 0 | 5.72 | 225.0663 | 9.4886 | 7.0259 | 353.1586 | -8.8373 | 9.5355 | 0 | 0 | 0 | 0 | 0.016778 | 0.021017 | 0.032 | 0.032
L3 | BPM.754.L3 | BPM | _ | MONI | 0 | 0 | 0 | 0 | 0 | 726.6622 | 0 | 0 | 754.9958 | 0 | 0 | 0 | 5.72 | 219.7975 | 9.3756 | 7.0261 | 358.1126 | -8.8999 | 9.5357 | 0 | 0 | 0 | 0 | 0.01658 | 0.021163 | 0.022 | 0.022
L3 | Q.755.L3 | Q | Q.40.L3 | QUAD | 0.3 | -0.0831 | 0 | 0 | 0 | 726.8872 | 0 | 0 | 755.2208 | 0 | 0 | 0 | 5.72 | 218.2178 | -8.7549 | 7.0263 | 355.8459 | 20.8264 | 9.5358 | 0 | 0 | 0 | 0 | 0.01652 | 0.021096 | 0.037 | 0.037
L3 | CY.755.L3 | CY | _ | VKIC | 0 | 0 | 0 | 0 | 0 | 727.0372 | 0 | 0 | 755.3708 | 0 | 0 | 0 | 5.72 | 218.2178 | -8.7549 | 7.0263 | 355.8459 | 20.8264 | 9.5358 | 0 | 0 | 0 | 0 | 0.01652 | 0.021096 | 0.037 | 0.037
L3 | ACCEND.755.L3 | ACCEND | _ | MARK | 0 | 0 | 0 | 0 | 0 | 727.4296 | 0 | 0 | 755.7632 | 0 | 0 | 0 | 5.72 | 225.1434 | -8.8945 | 7.0266 | 339.6894 | 20.347 | 9.536 | 0 | 0 | 0 | 0 | 0.016781 | 0.020612 | #N/A | #N/A
L3 | ACCSTART.755.L3 | ACCSTART | _ | MARK | 0 | 0 | 0 | 0 | 0 | 727.4296 | 0 | 0 | 755.7632 | 0 | 0 | 0 | 5.72 | 225.1434 | -8.8945 | 7.0266 | 339.6894 | 20.347 | 9.536 | 0 | 0 | 0 | 0 | 0.016781 | 0.020612 | #N/A | #N/A
L3 | CAV.756.L3 | CAV | _ | LCAV | 1.0377 | 19.375 | 0 | 1300 | 0 | 728.17 | 0 | 0 | 756.5036 | 0 | 0 | 0 | 5.7394 | 248.1087 | -9.3419 | 7.0275 | 290.3799 | 18.8093 | 9.5367 | 0 | 0 | 0 | 0 | 0.017586 | 0.019025 | 0.032 | 0.032
L3 | CAV.757.L3 | CAV | _ | LCAV | 1.0377 | 19.375 | 0 | 1300 | 0 | 729.5536 | 0 | 0 | 757.8872 | 0 | 0 | 0 | 5.7587 | 274.6401 | -9.8334 | 7.0283 | 240.669 | 17.1195 | 9.5375 | 0 | 0 | 0 | 0 | 0.018471 | 0.017291 | 0.032 | 0.032
L3 | CAV.759.L3 | CAV | _ | LCAV | 1.0377 | 19.375 | 0 | 1300 | 0 | 730.9372 | 0 | 0 | 759.2708 | 0 | 0 | 0 | 5.7781 | 302.5313 | -10.3248 | 7.0291 | 195.6345 | 15.4294 | 9.5385 | 0 | 0 | 0 | 0 | 0.019354 | 0.015563 | 0.032 | 0.032
L3 | CAV.760.L3 | CAV | _ | LCAV | 1.0377 | 19.375 | 0 | 1300 | 0 | 732.3208 | 0 | 0 | 760.6544 | 0 | 0 | 0 | 5.7975 | 331.7821 | -10.816 | 7.0298 | 155.2772 | 13.739 | 9.5398 | 0 | 0 | 0 | 0 | 0.020234 | 0.013842 | 0.032 | 0.032
L3 | CAV.762.L3 | CAV | _ | LCAV | 1.0377 | 19.375 | 0 | 1300 | 0 | 733.7044 | 0 | 0 | 762.038 | 0 | 0 | 0 | 5.8169 | 362.392 | -11.3071 | 7.0304 | 119.5977 | 12.0485 | 9.5414 | 0 | 0 | 0 | 0 | 0.021111 | 0.012128 | 0.032 | 0.032
L3 | CAV.763.L3 | CAV | _ | LCAV | 1.0377 | 19.375 | 0 | 1300 | 0 | 735.088 | 0 | 0 | 763.4216 | 0 | 0 | 0 | 5.8362 | 394.3605 | -11.798 | 7.031 | 88.5965 | 10.3578 | 9.5435 | 0 | 0 | 0 | 0 | 0.021986 | 0.010421 | 0.032 | 0.032
L3 | CAV.764.L3 | CAV | _ | LCAV | 1.0377 | 19.375 | 0 | 1300 | 0 | 736.4716 | 0 | 0 | 764.8052 | 0 | 0 | 0 | 5.8556 | 427.6872 | -12.2887 | 7.0315 | 62.274 | 8.6669 | 9.5465 | 0 | 0 | 0 | 0 | 0.022859 | 0.0087225 | 0.032 | 0.032
L3 | CAV.766.L3 | CAV | _ | LCAV | 1.0377 | 19.375 | 0 | 1300 | 0 | 737.8552 | 0 | 0 | 766.1888 | 0 | 0 | 0 | 5.875 | 462.3717 | -12.7792 | 7.032 | 40.6307 | 6.9759 | 9.5509 | 0 | 0 | 0 | 0 | 0.023728 | 0.0070339 | 0.032 | 0.032
L3 | BPM.766.L3 | BPM | _ | MONI | 0 | 0 | 0 | 0 | 0 | 738.6534 | 0 | 0 | 766.987 | 0 | 0 | 0 | 5.875 | 469.5379 | -12.8785 | 7.0321 | 36.8294 | 6.6345 | 9.552 | 0 | 0 | 0 | 0 | 0.023911 | 0.0066968 | 0.022 | 0.022
L3 | Q.767.L3 | Q | Q.41.L3 | QUAD | 0.3 | 0.0841 | 0 | 0 | 0 | 738.8784 | 0 | 0 | 767.212 | 0 | 0 | 0 | 5.875 | 467.3212 | 26.6233 | 7.0322 | 32.8719 | 3.4376 | 9.5537 | 0 | 0 | 0 | 0 | 0.023855 | 0.0063268 | 0.037 | 0.037
L3 | CX.767.L3 | CX | _ | HKIC | 0 | 0 | 0 | 0 | 0 | 739.0284 | 0 | 0 | 767.362 | 0 | 0 | 0 | 5.875 | 467.3212 | 26.6233 | 7.0322 | 32.8719 | 3.4376 | 9.5537 | 0 | 0 | 0 | 0 | 0.023855 | 0.0063268 | 0.037 | 0.037
L3 | ACCEND.767.L3 | ACCEND | _ | MARK | 0 | 0 | 0 | 0 | 0 | 739.4208 | 0 | 0 | 767.7544 | 0 | 0 | 0 | 5.875 | 446.6611 | 26.0273 | 7.0324 | 30.234 | 3.2846 | 9.5557 | 0 | 0 | 0 | 0 | 0.023322 | 0.0060676 | #N/A | #N/A
L3 | ACCSTART.767.L3 | ACCSTART | _ | MARK | 0 | 0 | 0 | 0 | 0 | 739.4208 | 0 | 0 | 767.7544 | 0 | 0 | 0 | 5.875 | 446.6611 | 26.0273 | 7.0324 | 30.234 | 3.2846 | 9.5557 | 0 | 0 | 0 | 0 | 0.023322 | 0.0060676 | #N/A | #N/A
L3 | CAV.768.L3 | CAV | _ | LCAV | 1.0377 | 19.375 | 0 | 1300 | 0 | 740.1612 | 0 | 0 | 768.4948 | 0 | 0 | 0 | 5.8944 | 383.5163 | 24.1156 | 7.0329 | 22.5796 | 2.7937 | 9.5634 | 0 | 0 | 0 | 0 | 0.021575 | 0.005235 | 0.032 | 0.032
L3 | CAV.769.L3 | CAV | _ | LCAV | 1.0377 | 19.375 | 0 | 1300 | 0 | 741.5448 | 0 | 0 | 769.8784 | 0 | 0 | 0 | 5.9137 | 319.6906 | 22.0147 | 7.0335 | 15.5954 | 2.2542 | 9.5751 | 0 | 0 | 0 | 0 | 0.019666 | 0.0043435 | 0.032 | 0.032
L3 | CAV.771.L3 | CAV | _ | LCAV | 1.0377 | 19.375 | 0 | 1300 | 0 | 742.9284 | 0 | 0 | 771.262 | 0 | 0 | 0 | 5.9331 | 261.6788 | 19.9136 | 7.0343 | 10.1041 | 1.7147 | 9.5927 | 0 | 0 | 0 | 0 | 0.017763 | 0.0034905 | 0.032 | 0.032
L3 | CAV.772.L3 | CAV | _ | LCAV | 1.0377 | 19.375 | 0 | 1300 | 0 | 744.312 | 0 | 0 | 772.6456 | 0 | 0 | 0 | 5.9525 | 209.4818 | 17.8121 | 7.0352 | 6.1057 | 1.1752 | 9.6209 | 0 | 0 | 0 | 0 | 0.015867 | 0.0027089 | 0.032 | 0.032
L3 | CAV.774.L3 | CAV | _ | LCAV | 1.0377 | 19.375 | 0 | 1300 | 0 | 745.6956 | 0 | 0 | 774.0292 | 0 | 0 | 0 | 5.9719 | 163.1002 | 15.7104 | 7.0364 | 3.6003 | 0.6356 | 9.6686 | 0 | 0 | 0 | 0 | 0.013978 | 0.0020768 | 0.032 | 0.032
L3 | CAV.775.L3 | CAV | _ | LCAV | 1.0377 | 19.375 | 0 | 1300 | 0 | 747.0792 | 0 | 0 | 775.4128 | 0 | 0 | 0 | 5.9912 | 122.5348 | 13.6084 | 7.0379 | 2.588 | 0.0961 | 9.7435 | 0 | 0 | 0 | 0 | 0.012096 | 0.0017579 | 0.032 | 0.032
L3 | CAV.776.L3 | CAV | _ | LCAV | 1.0377 | 19.375 | 0 | 1300 | 0 | 748.4628 | 0 | 0 | 776.7964 | 0 | 0 | 0 | 6.0106 | 87.7861 | 11.5063 | 7.0401 | 3.0687 | -0.4435 | 9.8251 | 0 | 0 | 0 | 0 | 0.010222 | 0.0019111 | 0.032 | 0.032
L3 | CAV.778.L3 | CAV | _ | LCAV | 1.0377 | 19.375 | 0 | 1300 | 0 | 749.8464 | 0 | 0 | 778.18 | 0 | 0 | 0 | 6.03 | 58.8547 | 9.404 | 7.0431 | 5.0425 | -0.983 | 9.8823 | 0 | 0 | 0 | 0 | 0.0083562 | 0.0024459 | 0.032 | 0.032
L3 | BPM.778.L3 | BPM | _ | MONI | 0 | 0 | 0 | 0 | 0 | 750.6446 | 0 | 0 | 778.9782 | 0 | 0 | 0 | 6.03 | 53.7202 | 8.9796 | 7.0439 | 5.622 | -1.092 | 9.8907 | 0 | 0 | 0 | 0 | 0.0079833 | 0.0025826 | 0.022 | 0.022
L3 | Q.779.L3 | Q | Q.42.L3 | QUAD | 0.3 | -0.0841 | 0 | 0 | 0 | 750.8696 | 0 | 0 | 779.2032 | 0 | 0 | 0 | 6.03 | 48.4432 | 4.3733 | 7.0451 | 6.3395 | -0.7015 | 9.9006 | 0 | 0 | 0 | 0 | 0.0075811 | 0.0027425 | 0.037 | 0.037
L3 | CY.779.L3 | CY | _ | VKIC | 0 | 0 | 0 | 0 | 0 | 751.0196 | 0 | 0 | 779.3532 | 0 | 0 | 0 | 6.03 | 48.4432 | 4.3733 | 7.0451 | 6.3395 | -0.7015 | 9.9006 | 0 | 0 | 0 | 0 | 0.0075811 | 0.0027425 | 0.037 | 0.037
L3 | ACCEND.779.L3 | ACCEND | _ | MARK | 0 | 0 | 0 | 0 | 0 | 751.412 | 0 | 0 | 779.7456 | 0 | 0 | 0 | 6.03 | 45.0749 | 4.2103 | 7.0464 | 6.9262 | -0.7939 | 9.9101 | 0 | 0 | 0 | 0 | 0.0073128 | 0.0028666 | #N/A | #N/A
L3 | ACCSTART.779.L3 | ACCSTART | _ | MARK | 0 | 0 | 0 | 0 | 0 | 751.412 | 0 | 0 | 779.7456 | 0 | 0 | 0 | 6.03 | 45.0749 | 4.2103 | 7.0464 | 6.9262 | -0.7939 | 9.9101 | 0 | 0 | 0 | 0 | 0.0073128 | 0.0028666 | #N/A | #N/A
L3 | CAV.780.L3 | CAV | _ | LCAV | 1.0377 | 19.375 | 0 | 1300 | 0 | 752.1524 | 0 | 0 | 780.486 | 0 | 0 | 0 | 6.0494 | 35.1296 | 3.6872 | 7.0515 | 9.2989 | -1.0903 | 9.9351 | 0 | 0 | 0 | 0 | 0.0064455 | 0.0033161 | 0.032 | 0.032
L3 | CAV.781.L3 | CAV | _ | LCAV | 1.0377 | 19.375 | 0 | 1300 | 0 | 753.536 | 0 | 0 | 781.8696 | 0 | 0 | 0 | 6.0687 | 25.7217 | 3.1124 | 7.0588 | 12.7664 | -1.4159 | 9.9554 | 0 | 0 | 0 | 0 | 0.0055065 | 0.0038794 | 0.032 | 0.032
L3 | CAV.783.L3 | CAV | _ | LCAV | 1.0377 | 19.375 | 0 | 1300 | 0 | 754.9196 | 0 | 0 | 783.2532 | 0 | 0 | 0 | 6.0881 | 17.9043 | 2.5376 | 7.0691 | 17.135 | -1.7415 | 9.9703 | 0 | 0 | 0 | 0 | 0.0045868 | 0.0044872 | 0.032 | 0.032
L3 | CAV.784.L3 | CAV | _ | LCAV | 1.0377 | 19.375 | 0 | 1300 | 0 | 756.3032 | 0 | 0 | 784.6368 | 0 | 0 | 0 | 6.1075 | 11.6777 | 1.9627 | 7.0843 | 22.4045 | -2.0671 | 9.9816 | 0 | 0 | 0 | 0 | 0.0036985 | 0.0051228 | 0.032 | 0.032
L3 | CAV.786.L3 | CAV | _ | LCAV | 1.0377 | 19.375 | 0 | 1300 | 0 | 757.6868 | 0 | 0 | 786.0204 | 0 | 0 | 0 | 6.1269 | 7.0419 | 1.3878 | 7.1087 | 28.5749 | -2.3926 | 9.9903 | 0 | 0 | 0 | 0 | 0.0028675 | 0.0057763 | 0.032 | 0.032
L3 | CAV.787.L3 | CAV | _ | LCAV | 1.0377 | 19.375 | 0 | 1300 | 0 | 759.0704 | 0 | 0 | 787.404 | 0 | 0 | 0 | 6.1462 | 3.9969 | 0.8129 | 7.1507 | 35.6461 | -2.7181 | 9.9972 | 0 | 0 | 0 | 0 | 0.0021569 | 0.0064414 | 0.032 | 0.032
L3 | CAV.788.L3 | CAV | _ | LCAV | 1.0377 | 19.375 | 0 | 1300 | 0 | 760.454 | 0 | 0 | 788.7876 | 0 | 0 | 0 | 6.1656 | 2.5429 | 0.238 | 7.2221 | 43.6181 | -3.0436 | 10.0028 | 0 | 0 | 0 | 0 | 0.0017177 | 0.0071141 | 0.032 | 0.032
L3 | CAV.790.L3 | CAV | _ | LCAV | 1.0377 | 19.375 | 0 | 1300 | 0 | 761.8376 | 0 | 0 | 790.1712 | 0 | 0 | 0 | 6.185 | 2.6797 | -0.3369 | 7.3111 | 52.4907 | -3.369 | 10.0074 | 0 | 0 | 0 | 0 | 0.0017605 | 0.0077919 | 0.032 | 0.032
L3 | BPM.790.L3 | BPM | _ | MONI | 0 | 0 | 0 | 0 | 0 | 762.6358 | 0 | 0 | 790.9694 | 0 | 0 | 0 | 6.185 | 2.9004 | -0.453 | 7.327 | 54.391 | -3.4348 | 10.0082 | 0 | 0 | 0 | 0 | 0.0018316 | 0.0079317 | 0.022 | 0.022
L3 | Q.791.L3 | Q | Q.43.L3 | QUAD | 0.3 | 0.0841 | 0 | 0 | 0 | 762.8608 | 0 | 0 | 791.1944 | 0 | 0 | 0 | 6.185 | 3.219 | -0.3368 | 7.3465 | 58.4323 | -8.3957 | 10.0093 | 0 | 0 | 0 | 0 | 0.0019296 | 0.0082211 | 0.037 | 0.037
L3 | CX.791.L3 | CX | _ | HKIC | 0 | 0 | 0 | 0 | 0 | 763.0108 | 0 | 0 | 791.3444 | 0 | 0 | 0 | 6.185 | 3.219 | -0.3368 | 7.3465 | 58.4323 | -8.3957 | 10.0093 | 0 | 0 | 0 | 0 | 0.0019296 | 0.0082211 | 0.037 | 0.037
L3 | ACCEND.791.L3 | ACCEND | _ | MARK | 0 | 0 | 0 | 0 | 0 | 763.4032 | 0 | 0 | 791.7368 | 0 | 0 | 0 | 6.185 | 3.5367 | -0.4726 | 7.365 | 65.2097 | -8.8758 | 10.0103 | 0 | 0 | 0 | 0 | 0.0020226 | 0.0086848 | #N/A | #N/A
L3 | ACCSTART.791.L3 | ACCSTART | _ | MARK | 0 | 0 | 0 | 0 | 0 | 763.4032 | 0 | 0 | 791.7368 | 0 | 0 | 0 | 6.185 | 3.5367 | -0.4726 | 7.365 | 65.2097 | -8.8758 | 10.0103 | 0 | 0 | 0 | 0 | 0.0020226 | 0.0086848 | #N/A | #N/A
L3 | CAV.792.L3 | CAV | _ | LCAV | 1.0377 | 19.375 | 0 | 1300 | 0 | 764.1436 | 0 | 0 | 792.4772 | 0 | 0 | 0 | 6.2044 | 5.2754 | -0.9082 | 7.4121 | 89.5041 | -10.4162 | 10.0129 | 0 | 0 | 0 | 0 | 0.0024663 | 0.010159 | 0.032 | 0.032
L3 | CAV.793.L3 | CAV | _ | LCAV | 1.0377 | 19.375 | 0 | 1300 | 0 | 765.5272 | 0 | 0 | 793.8608 | 0 | 0 | 0 | 6.2237 | 8.4506 | -1.3867 | 7.4453 | 120.6696 | -12.1086 | 10.015 | 0 | 0 | 0 | 0 | 0.0031167 | 0.011777 | 0.032 | 0.032
L3 | CAV.795.L3 | CAV | _ | LCAV | 1.0377 | 19.375 | 0 | 1300 | 0 | 766.9108 | 0 | 0 | 795.2444 | 0 | 0 | 0 | 6.2431 | 12.95 | -1.8653 | 7.4665 | 156.5181 | -13.8009 | 10.0166 | 0 | 0 | 0 | 0 | 0.0038522 | 0.013392 | 0.032 | 0.032
L3 | CAV.796.L3 | CAV | _ | LCAV | 1.0377 | 19.375 | 0 | 1300 | 0 | 768.2944 | 0 | 0 | 796.628 | 0 | 0 | 0 | 6.2625 | 18.7737 | -2.3438 | 7.4806 | 197.0491 | -15.4929 | 10.0179 | 0 | 0 | 0 | 0 | 0.004631 | 0.015003 | 0.032 | 0.032
L3 | CAV.798.L3 | CAV | _ | LCAV | 1.0377 | 19.375 | 0 | 1300 | 0 | 769.678 | 0 | 0 | 798.0116 | 0 | 0 | 0 | 6.2819 | 25.9214 | -2.8223 | 7.4906 | 242.2622 | -17.1848 | 10.0189 | 0 | 0 | 0 | 0 | 0.0054332 | 0.01661 | 0.032 | 0.032
L3 | CAV.799.L3 | CAV | _ | LCAV | 1.0377 | 19.375 | 0 | 1300 | 0 | 771.0616 | 0 | 0 | 799.3952 | 0 | 0 | 0 | 6.3012 | 34.3932 | -3.3007 | 7.498 | 292.1567 | -18.8764 | 10.0197 | 0 | 0 | 0 | 0 | 0.0062488 | 0.018213 | 0.032 | 0.032
L3 | CAV.800.L3 | CAV | _ | LCAV | 1.0377 | 19.375 | 0 | 1300 | 0 | 772.4452 | 0 | 0 | 800.7788 | 0 | 0 | 0 | 6.3206 | 44.1889 | -3.7791 | 7.5036 | 346.7321 | -20.5678 | 10.0204 | 0 | 0 | 0 | 0 | 0.0070722 | 0.01981 | 0.032 | 0.032
L3 | CAV.802.L3 | CAV | _ | LCAV | 1.0377 | 19.375 | 0 | 1300 | 0 | 773.8288 | 0 | 0 | 802.1624 | 0 | 0 | 0 | 6.34 | 55.3084 | -4.2575 | 7.5081 | 405.9876 | -22.259 | 10.021 | 0 | 0 | 0 | 0 | 0.0079 | 0.021404 | 0.032 | 0.032
L3 | BPM.802.L3 | BPM | _ | MONI | 0 | 0 | 0 | 0 | 0 | 774.627 | 0 | 0 | 802.9606 | 0 | 0 | 0 | 6.34 | 57.7136 | -4.3541 | 7.5089 | 418.5169 | -22.6005 | 10.0211 | 0 | 0 | 0 | 0 | 0.0080699 | 0.021731 | 0.022 | 0.022
L3 | Q.803.L3 | Q | Q.44.L3 | QUAD | 0.3 | -0.0841 | 0 | 0 | 0 | 774.852 | 0 | 0 | 803.1856 | 0 | 0 | 0 | 6.34 | 62.5576 | -9.7002 | 7.5099 | 424.8547 | 12.972 | 10.0212 | 0 | 0 | 0 | 0 | 0.0084018 | 0.021895 | 0.037 | 0.037
L3 | CY.803.L3 | CY | _ | VKIC | 0 | 0 | 0 | 0 | 0 | 775.002 | 0 | 0 | 803.3356 | 0 | 0 | 0 | 6.34 | 62.5576 | -9.7002 | 7.5099 | 424.8547 | 12.972 | 10.0212 | 0 | 0 | 0 | 0 | 0.0084018 | 0.021895 | 0.037 | 0.037
L3 | ACCEND.803.L3 | ACCEND | _ | MARK | 0 | 0 | 0 | 0 | 0 | 775.3944 | 0 | 0 | 803.728 | 0 | 0 | 0 | 6.34 | 70.4044 | -10.2967 | 7.5108 | 414.7356 | 12.8156 | 10.0214 | 0 | 0 | 0 | 0 | 0.0089131 | 0.021633 | #N/A | #N/A
L3 | ACCSTART.803.L3 | ACCSTART | _ | MARK | 0 | 0 | 0 | 0 | 0 | 775.3944 | 0 | 0 | 803.728 | 0 | 0 | 0 | 6.34 | 70.4044 | -10.2967 | 7.5108 | 414.7356 | 12.8156 | 10.0214 | 0 | 0 | 0 | 0 | 0.0089131 | 0.021633 | #N/A | #N/A
L3 | CAV.804.L3 | CAV | _ | LCAV | 1.0377 | 19.375 | 0 | 1300 | 0 | 776.1348 | 0 | 0 | 804.4684 | 0 | 0 | 0 | 6.3594 | 98.7482 | -12.2108 | 7.5132 | 383.0891 | 12.3148 | 10.0219 | 0 | 0 | 0 | 0 | 0.01054 | 0.020759 | 0.032 | 0.032
L3 | CAV.805.L3 | CAV | _ | LCAV | 1.0377 | 19.375 | 0 | 1300 | 0 | 777.5184 | 0 | 0 | 805.852 | 0 | 0 | 0 | 6.3787 | 135.4475 | -14.3136 | 7.5151 | 349.7737 | 11.7642 | 10.0225 | 0 | 0 | 0 | 0 | 0.012325 | 0.019806 | 0.032 | 0.032
L3 | CAV.807.L3 | CAV | _ | LCAV | 1.0377 | 19.375 | 0 | 1300 | 0 | 778.902 | 0 | 0 | 807.2356 | 0 | 0 | 0 | 6.3981 | 177.9656 | -16.4163 | 7.5165 | 317.982 | 11.2135 | 10.0231 | 0 | 0 | 0 | 0 | 0.014106 | 0.018856 | 0.032 | 0.032
L3 | CAV.808.L3 | CAV | _ | LCAV | 1.0377 | 19.375 | 0 | 1300 | 0 | 780.2856 | 0 | 0 | 808.6192 | 0 | 0 | 0 | 6.4175 | 226.302 | -18.5188 | 7.5176 | 287.7144 | 10.6626 | 10.0239 | 0 | 0 | 0 | 0 | 0.015883 | 0.017909 | 0.032 | 0.032
L3 | CAV.810.L3 | CAV | _ | LCAV | 1.0377 | 19.375 | 0 | 1300 | 0 | 781.6692 | 0 | 0 | 810.0028 | 0 | 0 | 0 | 6.4369 | 280.4561 | -20.621 | 7.5185 | 258.9713 | 10.1117 | 10.0247 | 0 | 0 | 0 | 0 | 0.017655 | 0.016965 | 0.032 | 0.032
L3 | CAV.811.L3 | CAV | _ | LCAV | 1.0377 | 19.375 | 0 | 1300 | 0 | 783.0528 | 0 | 0 | 811.3864 | 0 | 0 | 0 | 6.4562 | 340.4273 | -22.723 | 7.5192 | 231.7529 | 9.5606 | 10.0256 | 0 | 0 | 0 | 0 | 0.019422 | 0.016025 | 0.032 | 0.032
L3 | CAV.812.L3 | CAV | _ | LCAV | 1.0377 | 19.375 | 0 | 1300 | 0 | 784.4364 | 0 | 0 | 812.77 | 0 | 0 | 0 | 6.4756 | 406.2148 | -24.8248 | 7.5198 | 206.0598 | 9.0093 | 10.0266 | 0 | 0 | 0 | 0 | 0.021184 | 0.015088 | 0.032 | 0.032
L3 | CAV.814.L3 | CAV | _ | LCAV | 1.0377 | 19.375 | 0 | 1300 | 0 | 785.82 | 0 | 0 | 814.1536 | 0 | 0 | 0 | 6.495 | 477.8179 | -26.9262 | 7.5203 | 181.8921 | 8.458 | 10.0277 | 0 | 0 | 0 | 0 | 0.022941 | 0.014154 | 0.032 | 0.032
L3 | BPM.814.L3 | BPM | _ | MONI | 0 | 0 | 0 | 0 | 0 | 786.6182 | 0 | 0 | 814.9518 | 0 | 0 | 0 | 6.495 | 492.9774 | -27.3506 | 7.5204 | 177.1985 | 8.3466 | 10.028 | 0 | 0 | 0 | 0 | 0.023302 | 0.013971 | 0.022 | 0.022
L3 | Q.815.L3 | Q | Q.45.L3 | QUAD | 0.3 | 0.0735 | 0 | 0 | 0 | 786.8432 | 0 | 0 | 815.1768 | 0 | 0 | 0 | 6.495 | 502.5784 | 9.2997 | 7.5205 | 174.8305 | -4.5619 | 10.0283 | 0 | 0 | 0 | 0 | 0.023528 | 0.013877 | 0.037 | 0.037
L3 | CX.815.L3 | CX | _ | HKIC | 0 | 0 | 0 | 0 | 0 | 786.9932 | 0 | 0 | 815.3268 | 0 | 0 | 0 | 6.495 | 502.5784 | 9.2997 | 7.5205 | 174.8305 | -4.5619 | 10.0283 | 0 | 0 | 0 | 0 | 0.023528 | 0.013877 | 0.037 | 0.037
L3 | ACCEND.815.L3 | ACCEND | _ | MARK | 0 | 0 | 0 | 0 | 0 | 787.3856 | 0 | 0 | 815.7192 | 0 | 0 | 0 | 6.495 | 495.3068 | 9.2314 | 7.5206 | 178.4299 | -4.6108 | 10.0287 | 0 | 0 | 0 | 0 | 0.023357 | 0.014019 | #N/A | #N/A
L3 | ACCSTART.815.L3 | ACCSTART | _ | MARK | 0 | 0 | 0 | 0 | 0 | 787.3856 | 0 | 0 | 815.7192 | 0 | 0 | 0 | 6.495 | 495.3068 | 9.2314 | 7.5206 | 178.4299 | -4.6108 | 10.0287 | 0 | 0 | 0 | 0 | 0.023357 | 0.014019 | #N/A | #N/A
L3 | CAV.816.L3 | CAV | _ | LCAV | 1.0377 | 19.375 | 0 | 1300 | 0 | 788.126 | 0 | 0 | 816.4596 | 0 | 0 | 0 | 6.5144 | 472.3315 | 9.0132 | 7.521 | 190.2402 | -4.7675 | 10.0298 | 0 | 0 | 0 | 0 | 0.022775 | 0.014454 | 0.032 | 0.032
L3 | CAV.817.L3 | CAV | _ | LCAV | 1.0377 | 19.375 | 0 | 1300 | 0 | 789.5096 | 0 | 0 | 817.8432 | 0 | 0 | 0 | 6.5337 | 447.7225 | 8.7733 | 7.5215 | 203.6713 | -4.9397 | 10.0309 | 0 | 0 | 0 | 0 | 0.022141 | 0.014933 | 0.032 | 0.032
L3 | CAV.819.L3 | CAV | _ | LCAV | 1.0377 | 19.375 | 0 | 1300 | 0 | 790.8932 | 0 | 0 | 819.2268 | 0 | 0 | 0 | 6.5531 | 423.7775 | 8.5332 | 7.522 | 217.5786 | -5.1118 | 10.0319 | 0 | 0 | 0 | 0 | 0.021509 | 0.015412 | 0.032 | 0.032
L3 | CAV.820.L3 | CAV | _ | LCAV | 1.0377 | 19.375 | 0 | 1300 | 0 | 792.2768 | 0 | 0 | 820.6104 | 0 | 0 | 0 | 6.5725 | 400.497 | 8.2931 | 7.5226 | 231.9621 | -5.2838 | 10.0329 | 0 | 0 | 0 | 0 | 0.020879 | 0.01589 | 0.032 | 0.032
L3 | CAV.822.L3 | CAV | _ | LCAV | 1.0377 | 19.375 | 0 | 1300 | 0 | 793.6604 | 0 | 0 | 821.994 | 0 | 0 | 0 | 6.5919 | 377.8811 | 8.0528 | 7.5231 | 246.8216 | -5.4558 | 10.0338 | 0 | 0 | 0 | 0 | 0.020251 | 0.016367 | 0.032 | 0.032
L3 | CAV.823.L3 | CAV | _ | LCAV | 1.0377 | 19.375 | 0 | 1300 | 0 | 795.044 | 0 | 0 | 823.3776 | 0 | 0 | 0 | 6.6112 | 355.9302 | 7.8124 | 7.5237 | 262.157 | -5.6277 | 10.0347 | 0 | 0 | 0 | 0 | 0.019625 | 0.016843 | 0.032 | 0.032
L3 | CAV.824.L3 | CAV | _ | LCAV | 1.0377 | 19.375 | 0 | 1300 | 0 | 796.4276 | 0 | 0 | 824.7612 | 0 | 0 | 0 | 6.6306 | 334.6446 | 7.572 | 7.5244 | 277.9679 | -5.7996 | 10.0355 | 0 | 0 | 0 | 0 | 0.019002 | 0.017318 | 0.032 | 0.032
L3 | CAV.826.L3 | CAV | _ | LCAV | 1.0377 | 19.375 | 0 | 1300 | 0 | 797.8112 | 0 | 0 | 826.1448 | 0 | 0 | 0 | 6.65 | 314.0244 | 7.3314 | 7.5251 | 294.2544 | -5.9714 | 10.0363 | 0 | 0 | 0 | 0 | 0.01838 | 0.017792 | 0.032 | 0.032
L3 | BPM.826.L3 | BPM | _ | MONI | 0 | 0 | 0 | 0 | 0 | 798.6094 | 0 | 0 | 826.943 | 0 | 0 | 0 | 6.65 | 309.9427 | 7.2827 | 7.5252 | 297.5997 | -6.0062 | 10.0364 | 0 | 0 | 0 | 0 | 0.01826 | 0.017893 | 0.022 | 0.022
L3 | Q.827.L3 | Q | Q.46.L3 | QUAD | 0.3 | -0.0831 | 0 | 0 | 0 | 798.8344 | 0 | 0 | 827.168 | 0 | 0 | 0 | 6.65 | 312.1942 | -18.5052 | 7.5254 | 294.6841 | 18.6339 | 10.0366 | 0 | 0 | 0 | 0 | 0.018326 | 0.017805 | 0.037 | 0.037
L3 | CY.827.L3 | CY | _ | VKIC | 0 | 0 | 0 | 0 | 0 | 798.9844 | 0 | 0 | 827.318 | 0 | 0 | 0 | 6.65 | 312.1942 | -18.5052 | 7.5254 | 294.6841 | 18.6339 | 10.0366 | 0 | 0 | 0 | 0 | 0.018326 | 0.017805 | 0.037 | 0.037
L3 | ACCEND.827.L3 | ACCEND | _ | MARK | 0 | 0 | 0 | 0 | 0 | 799.3768 | 0 | 0 | 827.7104 | 0 | 0 | 0 | 6.65 | 326.8864 | -18.9368 | 7.5256 | 280.2422 | 18.1702 | 10.0368 | 0 | 0 | 0 | 0 | 0.018753 | 0.017363 | #N/A | #N/A
L3 | ACCSTART.827.L3 | ACCSTART | _ | MARK | 0 | 0 | 0 | 0 | 0 | 799.3768 | 0 | 0 | 827.7104 | 0 | 0 | 0 | 6.65 | 326.8864 | -18.9368 | 7.5256 | 280.2422 | 18.1702 | 10.0368 | 0 | 0 | 0 | 0 | 0.018753 | 0.017363 | #N/A | #N/A
L3 | CAV.828.L3 | CAV | _ | LCAV | 1.0377 | 19.375 | 0 | 1300 | 0 | 800.1172 | 0 | 0 | 828.4508 | 0 | 0 | 0 | 6.6694 | 376.3246 | -20.3214 | 7.5262 | 236.3522 | 16.6826 | 10.0376 | 0 | 0 | 0 | 0 | 0.020092 | 0.015922 | 0.032 | 0.032
L3 | CAV.829.L3 | CAV | _ | LCAV | 1.0377 | 19.375 | 0 | 1300 | 0 | 801.5008 | 0 | 0 | 829.8344 | 0 | 0 | 0 | 6.6887 | 434.6629 | -21.8425 | 7.5267 | 192.4501 | 15.0479 | 10.0387 | 0 | 0 | 0 | 0 | 0.021562 | 0.014347 | 0.032 | 0.032
L3 | CAV.831.L3 | CAV | _ | LCAV | 1.0377 | 19.375 | 0 | 1300 | 0 | 802.8844 | 0 | 0 | 831.218 | 0 | 0 | 0 | 6.7081 | 497.2101 | -23.3634 | 7.5272 | 153.0716 | 13.4131 | 10.0399 | 0 | 0 | 0 | 0 | 0.023027 | 0.012777 | 0.032 | 0.032
L3 | CAV.832.L3 | CAV | _ | LCAV | 1.0377 | 19.375 | 0 | 1300 | 0 | 804.268 | 0 | 0 | 832.6016 | 0 | 0 | 0 | 6.7275 | 563.9655 | -24.884 | 7.5276 | 118.2172 | 11.7781 | 10.0416 | 0 | 0 | 0 | 0 | 0.024489 | 0.011212 | 0.032 | 0.032
L3 | CAV.834.L3 | CAV | _ | LCAV | 1.0377 | 19.375 | 0 | 1300 | 0 | 805.6516 | 0 | 0 | 833.9852 | 0 | 0 | 0 | 6.7469 | 634.9284 | -26.4043 | 7.528 | 87.8874 | 10.1429 | 10.0437 | 0 | 0 | 0 | 0 | 0.025947 | 0.0096535 | 0.032 | 0.032
L3 | CAV.835.L3 | CAV | _ | LCAV | 1.0377 | 19.375 | 0 | 1300 | 0 | 807.0352 | 0 | 0 | 835.3688 | 0 | 0 | 0 | 6.7662 | 710.098 | -27.9243 | 7.5283 | 62.0824 | 8.5077 | 10.0467 | 0 | 0 | 0 | 0 | 0.027401 | 0.0081019 | 0.032 | 0.032
L3 | CAV.836.L3 | CAV | _ | LCAV | 1.0377 | 19.375 | 0 | 1300 | 0 | 808.4188 | 0 | 0 | 836.7524 | 0 | 0 | 0 | 6.7856 | 789.4734 | -29.4441 | 7.5286 | 40.8025 | 6.8724 | 10.0511 | 0 | 0 | 0 | 0 | 0.02885 | 0.0065588 | 0.032 | 0.032
L3 | CAV.838.L3 | CAV | _ | LCAV | 1.0377 | 19.375 | 0 | 1300 | 0 | 809.8024 | 0 | 0 | 838.136 | 0 | 0 | 0 | 6.805 | 873.0539 | -30.9635 | 7.5288 | 24.0481 | 5.237 | 10.0581 | 0 | 0 | 0 | 0 | 0.030296 | 0.0050281 | 0.032 | 0.032
L3 | BPM.838.L3 | BPM | _ | MONI | 0 | 0 | 0 | 0 | 0 | 810.6006 | 0 | 0 | 838.9342 | 0 | 0 | 0 | 6.805 | 890.4359 | -31.2705 | 7.5289 | 21.2149 | 4.9068 | 10.0601 | 0 | 0 | 0 | 0 | 0.030596 | 0.0047226 | 0.022 | 0.022
L3 | Q.839.L3 | Q | Q.47.L3 | QUAD | 0.3 | 0.0754 | 0 | 0 | 0 | 810.8256 | 0 | 0 | 839.1592 | 0 | 0 | 0 | 6.805 | 893.6567 | 36.2357 | 7.529 | 18.1251 | 3.1093 | 10.0631 | 0 | 0 | 0 | 0 | 0.030651 | 0.0043652 | 0.037 | 0.037
L3 | CX.839.L3 | CX | _ | HKIC | 0 | 0 | 0 | 0 | 0 | 810.9756 | 0 | 0 | 839.3092 | 0 | 0 | 0 | 6.805 | 893.6567 | 36.2357 | 7.529 | 18.1251 | 3.1093 | 10.0631 | 0 | 0 | 0 | 0 | 0.030651 | 0.0043652 | 0.037 | 0.037
L3 | ACCEND.839.L3 | ACCEND | _ | MARK | 0 | 0 | 0 | 0 | 0 | 811.368 | 0 | 0 | 839.7016 | 0 | 0 | 0 | 6.805 | 865.4454 | 35.6587 | 7.529 | 15.7755 | 2.8783 | 10.0668 | 0 | 0 | 0 | 0 | 0.030163 | 0.0040724 | #N/A | #N/A
L3 | ACCSTART.839.L3 | ACCSTART | _ | MARK | 0 | 0 | 0 | 0 | 0 | 811.368 | 0 | 0 | 839.7016 | 0 | 0 | 0 | 6.805 | 865.4454 | 35.6587 | 7.529 | 15.7755 | 2.8783 | 10.0668 | 0 | 0 | 0 | 0 | 0.030163 | 0.0040724 | #N/A | #N/A
L3 | CAV.840.L3 | CAV | _ | LCAV | 1.0377 | 19.375 | 0 | 1300 | 0 | 812.1084 | 0 | 0 | 840.442 | 0 | 0 | 0 | 6.8244 | 777.9656 | 33.8085 | 7.5293 | 9.4595 | 2.1372 | 10.0833 | 0 | 0 | 0 | 0 | 0.028558 | 0.003149 | 0.032 | 0.032
L3 | CAV.841.L3 | CAV | _ | LCAV | 1.0377 | 19.375 | 0 | 1300 | 0 | 813.492 | 0 | 0 | 841.8256 | 0 | 0 | 0 | 6.8437 | 687.2243 | 31.7752 | 7.5296 | 4.6722 | 1.3228 | 10.1166 | 0 | 0 | 0 | 0 | 0.026803 | 0.00221 | 0.032 | 0.032
L3 | CAV.843.L3 | CAV | _ | LCAV | 1.0377 | 19.375 | 0 | 1300 | 0 | 814.8756 | 0 | 0 | 843.2092 | 0 | 0 | 0 | 6.8631 | 602.11 | 29.7416 | 7.5299 | 2.1384 | 0.5085 | 10.1888 | 0 | 0 | 0 | 0 | 0.025053 | 0.001493 | 0.032 | 0.032
L3 | CAV.844.L3 | CAV | _ | LCAV | 1.0377 | 19.375 | 0 | 1300 | 0 | 816.2592 | 0 | 0 | 844.5928 | 0 | 0 | 0 | 6.8825 | 522.6235 | 27.7077 | 7.5303 | 1.8579 | -0.3058 | 10.3109 | 0 | 0 | 0 | 0 | 0.023308 | 0.0013897 | 0.032 | 0.032
L3 | CAV.845.L3 | CAV | _ | LCAV | 1.0377 | 19.375 | 0 | 1300 | 0 | 817.6428 | 0 | 0 | 845.9764 | 0 | 0 | 0 | 6.9019 | 448.7657 | 25.6734 | 7.5308 | 3.831 | -1.1202 | 10.3976 | 0 | 0 | 0 | 0 | 0.021568 | 0.0019927 | 0.032 | 0.032
L3 | CAV.847.L3 | CAV | _ | LCAV | 1.0377 | 19.375 | 0 | 1300 | 0 | 819.0264 | 0 | 0 | 847.36 | 0 | 0 | 0 | 6.9212 | 380.5375 | 23.6389 | 7.5313 | 8.0575 | -1.9345 | 10.4377 | 0 | 0 | 0 | 0 | 0.019833 | 0.0028859 | 0.032 | 0.032
L3 | CAV.848.L3 | CAV | _ | LCAV | 1.0377 | 19.375 | 0 | 1300 | 0 | 820.41 | 0 | 0 | 848.7436 | 0 | 0 | 0 | 6.9406 | 317.9394 | 21.6041 | 7.5319 | 14.5374 | -2.7488 | 10.4581 | 0 | 0 | 0 | 0 | 0.018103 | 0.003871 | 0.032 | 0.032
L3 | CAV.850.L3 | CAV | _ | LCAV | 1.0377 | 19.375 | 0 | 1300 | 0 | 821.7936 | 0 | 0 | 850.1272 | 0 | 0 | 0 | 6.96 | 260.9723 | 19.5691 | 7.5327 | 23.2706 | -3.5631 | 10.4701 | 0 | 0 | 0 | 0 | 0.016378 | 0.0048907 | 0.032 | 0.032
L3 | BPM.850.L3 | BPM | _ | MONI | 0 | 0 | 0 | 0 | 0 | 822.5918 | 0 | 0 | 850.9254 | 0 | 0 | 0 | 6.96 | 250.1558 | 19.1582 | 7.5329 | 25.3068 | -3.7275 | 10.4719 | 0 | 0 | 0 | 0 | 0.016035 | 0.0051002 | 0.022 | 0.022
L3 | Q.851.L3 | Q | Q.48.L3 | QUAD | 0.3 | -0.093 | 0 | 0 | 0 | 822.8168 | 0 | 0 | 851.1504 | 0 | 0 | 0 | 6.96 | 242.7481 | -3.7664 | 7.5331 | 27.4275 | -1.374 | 10.4742 | 0 | 0 | 0 | 0 | 0.015796 | 0.0053096 | 0.037 | 0.037
L3 | CY.851.L3 | CY | _ | VKIC | 0 | 0 | 0 | 0 | 0 | 822.9668 | 0 | 0 | 851.3004 | 0 | 0 | 0 | 6.96 | 242.7481 | -3.7664 | 7.5331 | 27.4275 | -1.374 | 10.4742 | 0 | 0 | 0 | 0 | 0.015796 | 0.0053096 | 0.037 | 0.037
L3 | ACCEND.851.L3 | ACCEND | _ | MARK | 0 | 0 | 0 | 0 | 0 | 823.3592 | 0 | 0 | 851.6928 | 0 | 0 | 0 | 6.96 | 245.7136 | -3.7909 | 7.5334 | 28.5221 | -1.4154 | 10.4764 | 0 | 0 | 0 | 0 | 0.015892 | 0.0054145 | #N/A | #N/A
L3 | CSC.852.L3 | CSC | _ | CRYO | 2.0754 | 0 | 0 | 0 | 0 | 824.3969 | 0 | 0 | 852.7305 | 0 | 0 | 0 | 6.96 | 261.7185 | -3.9208 | 7.5347 | 34.8505 | -1.6339 | 10.4869 | 0 | 0 | 0 | 0 | 0.016402 | 0.0059851 | #N/A | #N/A
L3 | ACCSTART.853.L3 | ACCSTART | _ | MARK | 0 | 0 | 0 | 0 | 0 | 825.4346 | 0 | 0 | 853.7682 | 0 | 0 | 0 | 6.96 | 261.7185 | -3.9208 | 7.5347 | 34.8505 | -1.6339 | 10.4869 | 0 | 0 | 0 | 0 | 0.016402 | 0.0059851 | #N/A | #N/A
L3 | CAV.854.L3 | CAV | _ | LCAV | 1.0377 | 19.375 | 0 | 1300 | 0 | 826.175 | 0 | 0 | 854.5086 | 0 | 0 | 0 | 6.9794 | 271.692 | -3.9991 | 7.5354 | 39.1325 | -1.7664 | 10.4923 | 0 | 0 | 0 | 0 | 0.016688 | 0.0063334 | 0.032 | 0.032
L3 | CAV.855.L3 | CAV | _ | LCAV | 1.0377 | 19.375 | 0 | 1300 | 0 | 827.5586 | 0 | 0 | 855.8922 | 0 | 0 | 0 | 6.9987 | 282.8774 | -4.0851 | 7.5362 | 44.2221 | -1.912 | 10.4976 | 0 | 0 | 0 | 0 | 0.017005 | 0.0067233 | 0.032 | 0.032
L3 | CAV.857.L3 | CAV | _ | LCAV | 1.0377 | 19.375 | 0 | 1300 | 0 | 828.9422 | 0 | 0 | 857.2758 | 0 | 0 | 0 | 7.0181 | 294.3007 | -4.171 | 7.537 | 49.7145 | -2.0576 | 10.5023 | 0 | 0 | 0 | 0 | 0.01732 | 0.0071188 | 0.032 | 0.032
L3 | CAV.858.L3 | CAV | _ | LCAV | 1.0377 | 19.375 | 0 | 1300 | 0 | 830.3258 | 0 | 0 | 858.6594 | 0 | 0 | 0 | 7.0375 | 305.9619 | -4.257 | 7.5377 | 55.6097 | -2.2032 | 10.5065 | 0 | 0 | 0 | 0 | 0.017636 | 0.0075187 | 0.032 | 0.032
L3 | CAV.860.L3 | CAV | _ | LCAV | 1.0377 | 19.375 | 0 | 1300 | 0 | 831.7094 | 0 | 0 | 860.043 | 0 | 0 | 0 | 7.0569 | 317.8608 | -4.3429 | 7.5384 | 61.9077 | -2.3487 | 10.5102 | 0 | 0 | 0 | 0 | 0.017951 | 0.0079221 | 0.032 | 0.032
L3 | CAV.861.L3 | CAV | _ | LCAV | 1.0377 | 19.375 | 0 | 1300 | 0 | 833.093 | 0 | 0 | 861.4266 | 0 | 0 | 0 | 7.0762 | 329.9974 | -4.4287 | 7.5391 | 68.6083 | -2.4942 | 10.5136 | 0 | 0 | 0 | 0 | 0.018265 | 0.0083284 | 0.032 | 0.032
L3 | CAV.862.L3 | CAV | _ | LCAV | 1.0377 | 19.375 | 0 | 1300 | 0 | 834.4766 | 0 | 0 | 862.8102 | 0 | 0 | 0 | 7.0956 | 342.3714 | -4.5145 | 7.5398 | 75.7116 | -2.6397 | 10.5167 | 0 | 0 | 0 | 0 | 0.018579 | 0.008737 | 0.032 | 0.032
L3 | CAV.864.L3 | CAV | _ | LCAV | 1.0377 | 19.375 | 0 | 1300 | 0 | 835.8602 | 0 | 0 | 864.1938 | 0 | 0 | 0 | 7.115 | 354.9829 | -4.6003 | 7.5404 | 83.2175 | -2.7852 | 10.5195 | 0 | 0 | 0 | 0 | 0.018893 | 0.0091473 | 0.032 | 0.032
L3 | BPM.864.L3 | BPM | _ | MONI | 0 | 0 | 0 | 0 | 0 | 836.6584 | 0 | 0 | 864.992 | 0 | 0 | 0 | 7.115 | 357.5575 | -4.6177 | 7.5405 | 84.7815 | -2.8145 | 10.52 | 0 | 0 | 0 | 0 | 0.018961 | 0.0092329 | 0.022 | 0.022
L3 | Q.865.L3 | Q | Q.49.L3 | QUAD | 0.3 | 0.0754 | 0 | 0 | 0 | 836.8834 | 0 | 0 | 865.217 | 0 | 0 | 0 | 7.115 | 352.9421 | 22.1835 | 7.5407 | 88.8756 | -9.5075 | 10.5207 | 0 | 0 | 0 | 0 | 0.018838 | 0.0094532 | 0.037 | 0.037
L3 | CX.865.L3 | CX | _ | HKIC | 0 | 0 | 0 | 0 | 0 | 837.0334 | 0 | 0 | 865.367 | 0 | 0 | 0 | 7.115 | 352.9421 | 22.1835 | 7.5407 | 88.8756 | -9.5075 | 10.5207 | 0 | 0 | 0 | 0 | 0.018838 | 0.0094532 | 0.037 | 0.037
L3 | ACCEND.865.L3 | ACCEND | _ | MARK | 0 | 0 | 0 | 0 | 0 | 837.4258 | 0 | 0 | 865.7594 | 0 | 0 | 0 | 7.115 | 335.7476 | 21.6353 | 7.5409 | 96.4954 | -9.911 | 10.5213 | 0 | 0 | 0 | 0 | 0.018374 | 0.0098501 | #N/A | #N/A
L3 | ACCSTART.865.L3 | ACCSTART | _ | MARK | 0 | 0 | 0 | 0 | 0 | 837.4258 | 0 | 0 | 865.7594 | 0 | 0 | 0 | 7.115 | 335.7476 | 21.6353 | 7.5409 | 96.4954 | -9.911 | 10.5213 | 0 | 0 | 0 | 0 | 0.018374 | 0.0098501 | #N/A | #N/A
L3 | CAV.866.L3 | CAV | _ | LCAV | 1.0377 | 19.375 | 0 | 1300 | 0 | 838.1662 | 0 | 0 | 866.4998 | 0 | 0 | 0 | 7.1344 | 283.4721 | 19.8764 | 7.5415 | 123.0877 | -11.2057 | 10.5232 | 0 | 0 | 0 | 0 | 0.01686 | 0.01111 | 0.032 | 0.032
L3 | CAV.867.L3 | CAV | _ | LCAV | 1.0377 | 19.375 | 0 | 1300 | 0 | 839.5498 | 0 | 0 | 867.8834 | 0 | 0 | 0 | 7.1537 | 231.1445 | 17.9436 | 7.5424 | 156.0644 | -12.6282 | 10.5248 | 0 | 0 | 0 | 0 | 0.015204 | 0.012493 | 0.032 | 0.032
L3 | CAV.869.L3 | CAV | _ | LCAV | 1.0377 | 19.375 | 0 | 1300 | 0 | 840.9334 | 0 | 0 | 869.267 | 0 | 0 | 0 | 7.1731 | 184.1655 | 16.0106 | 7.5434 | 192.9772 | -14.0505 | 10.526 | 0 | 0 | 0 | 0 | 0.013553 | 0.013873 | 0.032 | 0.032
L3 | CAV.870.L3 | CAV | _ | LCAV | 1.0377 | 19.375 | 0 | 1300 | 0 | 842.317 | 0 | 0 | 870.6506 | 0 | 0 | 0 | 7.1925 | 142.5356 | 14.0775 | 7.5448 | 233.8256 | -15.4727 | 10.5271 | 0 | 0 | 0 | 0 | 0.011907 | 0.01525 | 0.032 | 0.032
L3 | CAV.872.L3 | CAV | _ | LCAV | 1.0377 | 19.375 | 0 | 1300 | 0 | 843.7006 | 0 | 0 | 872.0342 | 0 | 0 | 0 | 7.2119 | 106.2551 | 12.1443 | 7.5466 | 278.6093 | -16.8947 | 10.5279 | 0 | 0 | 0 | 0 | 0.010267 | 0.016624 | 0.032 | 0.032
L3 | CAV.873.L3 | CAV | _ | LCAV | 1.0377 | 19.375 | 0 | 1300 | 0 | 845.0842 | 0 | 0 | 873.4178 | 0 | 0 | 0 | 7.2312 | 75.3244 | 10.2109 | 7.549 | 327.3279 | -18.3166 | 10.5287 | 0 | 0 | 0 | 0 | 0.0086325 | 0.017995 | 0.032 | 0.032
L3 | CAV.874.L3 | CAV | _ | LCAV | 1.0377 | 19.375 | 0 | 1300 | 0 | 846.4678 | 0 | 0 | 874.8014 | 0 | 0 | 0 | 7.2506 | 49.7438 | 8.2775 | 7.5526 | 379.981 | -19.7383 | 10.5293 | 0 | 0 | 0 | 0 | 0.0070058 | 0.019363 | 0.032 | 0.032
L3 | CAV.876.L3 | CAV | _ | LCAV | 1.0377 | 19.375 | 0 | 1300 | 0 | 847.8514 | 0 | 0 | 876.185 | 0 | 0 | 0 | 7.27 | 29.5135 | 6.344 | 7.5584 | 436.5679 | -21.1598 | 10.5298 | 0 | 0 | 0 | 0 | 0.0053891 | 0.020727 | 0.032 | 0.032
L3 | BPM.876.L3 | BPM | _ | MONI | 0 | 0 | 0 | 0 | 0 | 848.6496 | 0 | 0 | 876.9832 | 0 | 0 | 0 | 7.27 | 26.0788 | 5.9536 | 7.56 | 448.468 | -21.4469 | 10.5299 | 0 | 0 | 0 | 0 | 0.0050658 | 0.021007 | 0.022 | 0.022
L3 | Q.877.L3 | Q | Q.50.L3 | QUAD | 0.3 | -0.093 | 0 | 0 | 0 | 848.8746 | 0 | 0 | 877.2082 | 0 | 0 | 0 | 7.27 | 22.4554 | 3.3634 | 7.5625 | 451.9675 | 20.6104 | 10.5301 | 0 | 0 | 0 | 0 | 0.0047008 | 0.021089 | 0.037 | 0.037
L3 | CY.877.L3 | CY | _ | VKIC | 0 | 0 | 0 | 0 | 0 | 849.0246 | 0 | 0 | 877.3582 | 0 | 0 | 0 | 7.27 | 22.4554 | 3.3634 | 7.5625 | 451.9675 | 20.6104 | 10.5301 | 0 | 0 | 0 | 0 | 0.0047008 | 0.021089 | 0.037 | 0.037
L3 | ACCEND.877.L3 | ACCEND | _ | MARK | 0 | 0 | 0 | 0 | 0 | 849.417 | 0 | 0 | 877.7506 | 0 | 0 | 0 | 7.27 | 19.9002 | 3.1483 | 7.5654 | 435.9375 | 20.2408 | 10.5302 | 0 | 0 | 0 | 0 | 0.0044252 | 0.020712 | #N/A | #N/A
L3 | ACCSTART.877.L3 | ACCSTART | _ | MARK | 0 | 0 | 0 | 0 | 0 | 849.417 | 0 | 0 | 877.7506 | 0 | 0 | 0 | 7.27 | 19.9002 | 3.1483 | 7.5654 | 435.9375 | 20.2408 | 10.5302 | 0 | 0 | 0 | 0 | 0.0044252 | 0.020712 | #N/A | #N/A
L3 | CAV.878.L3 | CAV | _ | LCAV | 1.0377 | 19.375 | 0 | 1300 | 0 | 850.1574 | 0 | 0 | 878.491 | 0 | 0 | 0 | 7.2894 | 12.8404 | 2.4578 | 7.578 | 386.4524 | 19.0551 | 10.5307 | 0 | 0 | 0 | 0 | 0.0035499 | 0.019475 | 0.032 | 0.032
L3 | CAV.879.L3 | CAV | _ | LCAV | 1.0377 | 19.375 | 0 | 1300 | 0 | 851.541 | 0 | 0 | 879.8746 | 0 | 0 | 0 | 7.3087 | 7.0889 | 1.6991 | 7.6011 | 335.5262 | 17.7521 | 10.5313 | 0 | 0 | 0 | 0 | 0.0026342 | 0.018122 | 0.032 | 0.032
L3 | CAV.881.L3 | CAV | _ | LCAV | 1.0377 | 19.375 | 0 | 1300 | 0 | 852.9246 | 0 | 0 | 881.2582 | 0 | 0 | 0 | 7.3281 | 3.4367 | 0.9405 | 7.6464 | 288.2059 | 16.4489 | 10.532 | 0 | 0 | 0 | 0 | 0.0018317 | 0.016774 | 0.032 | 0.032
L3 | CAV.882.L3 | CAV | _ | LCAV | 1.0377 | 19.375 | 0 | 1300 | 0 | 854.3082 | 0 | 0 | 882.6418 | 0 | 0 | 0 | 7.3475 | 1.8839 | 0.1818 | 7.7379 | 244.4918 | 15.1456 | 10.5328 | 0 | 0 | 0 | 0 | 0.0013544 | 0.015429 | 0.032 | 0.032
L3 | CAV.884.L3 | CAV | _ | LCAV | 1.0377 | 19.375 | 0 | 1300 | 0 | 855.6918 | 0 | 0 | 884.0254 | 0 | 0 | 0 | 7.3669 | 2.4306 | -0.5769 | 7.8498 | 204.3845 | 13.8422 | 10.5338 | 0 | 0 | 0 | 0 | 0.0015363 | 0.014088 | 0.032 | 0.032
L3 | CAV.885.L3 | CAV | _ | LCAV | 1.0377 | 19.375 | 0 | 1300 | 0 | 857.0754 | 0 | 0 | 885.409 | 0 | 0 | 0 | 7.3862 | 5.0767 | -1.3356 | 7.9142 | 167.8842 | 12.5386 | 10.535 | 0 | 0 | 0 | 0 | 0.0022175 | 0.012752 | 0.032 | 0.032
L3 | CAV.886.L3 | CAV | _ | LCAV | 1.0377 | 19.375 | 0 | 1300 | 0 | 858.459 | 0 | 0 | 886.7926 | 0 | 0 | 0 | 7.4056 | 9.8222 | -2.0942 | 7.9456 | 134.9913 | 11.2349 | 10.5365 | 0 | 0 | 0 | 0 | 0.0030803 | 0.01142 | 0.032 | 0.032
L3 | CAV.888.L3 | CAV | _ | LCAV | 1.0377 | 19.375 | 0 | 1300 | 0 | 859.8426 | 0 | 0 | 888.1762 | 0 | 0 | 0 | 7.425 | 16.667 | -2.8529 | 7.9628 | 105.7062 | 9.9311 | 10.5383 | 0 | 0 | 0 | 0 | 0.0040073 | 0.010092 | 0.032 | 0.032
L3 | BPM.888.L3 | BPM | _ | MONI | 0 | 0 | 0 | 0 | 0 | 860.6408 | 0 | 0 | 888.9744 | 0 | 0 | 0 | 7.425 | 18.3034 | -3.006 | 7.9654 | 100.2322 | 9.6678 | 10.5388 | 0 | 0 | 0 | 0 | 0.0041994 | 0.0098272 | 0.022 | 0.022
L3 | Q.889.L3 | Q | Q.51.L3 | QUAD | 0.3 | 0.0735 | 0 | 0 | 0 | 860.8658 | 0 | 0 | 889.1994 | 0 | 0 | 0 | 7.425 | 20.1972 | -1.717 | 7.9685 | 95.2243 | 2.3666 | 10.5394 | 0 | 0 | 0 | 0 | 0.0044114 | 0.0095786 | 0.037 | 0.037
L3 | CX.889.L3 | CX | _ | HKIC | 0 | 0 | 0 | 0 | 0 | 861.0158 | 0 | 0 | 889.3494 | 0 | 0 | 0 | 7.425 | 20.1972 | -1.717 | 7.9685 | 95.2243 | 2.3666 | 10.5394 | 0 | 0 | 0 | 0 | 0.0044114 | 0.0095786 | 0.037 | 0.037
L3 | ACCEND.889.L3 | ACCEND | _ | MARK | 0 | 0 | 0 | 0 | 0 | 861.4082 | 0 | 0 | 889.7418 | 0 | 0 | 0 | 7.425 | 21.5748 | -1.7937 | 7.9715 | 93.3777 | 2.3394 | 10.54 | 0 | 0 | 0 | 0 | 0.0045593 | 0.0094852 | #N/A | #N/A
L3 | ACCSTART.889.L3 | ACCSTART | _ | MARK | 0 | 0 | 0 | 0 | 0 | 861.4082 | 0 | 0 | 889.7418 | 0 | 0 | 0 | 7.425 | 21.5748 | -1.7937 | 7.9715 | 93.3777 | 2.3394 | 10.54 | 0 | 0 | 0 | 0 | 0.0045593 | 0.0094852 | #N/A | #N/A
L3 | CAV.890.L3 | CAV | _ | LCAV | 1.0377 | 19.375 | 0 | 1300 | 0 | 862.1486 | 0 | 0 | 890.4822 | 0 | 0 | 0 | 7.4444 | 26.4023 | -2.0398 | 7.9799 | 87.5954 | 2.2523 | 10.5423 | 0 | 0 | 0 | 0 | 0.0050371 | 0.0091749 | 0.032 | 0.032
L3 | CAV.891.L3 | CAV | _ | LCAV | 1.0377 | 19.375 | 0 | 1300 | 0 | 863.5322 | 0 | 0 | 891.8658 | 0 | 0 | 0 | 7.4637 | 32.4209 | -2.3102 | 7.9874 | 81.4955 | 2.1565 | 10.5449 | 0 | 0 | 0 | 0 | 0.0055746 | 0.0088382 | 0.032 | 0.032
L3 | CAV.893.L3 | CAV | _ | LCAV | 1.0377 | 19.375 | 0 | 1300 | 0 | 864.9158 | 0 | 0 | 893.2494 | 0 | 0 | 0 | 7.4831 | 39.1876 | -2.5805 | 7.9936 | 75.6607 | 2.0607 | 10.5477 | 0 | 0 | 0 | 0 | 0.0061208 | 0.0085049 | 0.032 | 0.032
L3 | CAV.894.L3 | CAV | _ | LCAV | 1.0377 | 19.375 | 0 | 1300 | 0 | 866.2994 | 0 | 0 | 894.633 | 0 | 0 | 0 | 7.5025 | 46.7026 | -2.8509 | 7.9987 | 70.091 | 1.9648 | 10.5507 | 0 | 0 | 0 | 0 | 0.0066733 | 0.0081753 | 0.032 | 0.032
L3 | CAV.896.L3 | CAV | _ | LCAV | 1.0377 | 19.375 | 0 | 1300 | 0 | 867.683 | 0 | 0 | 896.0166 | 0 | 0 | 0 | 7.5219 | 54.9656 | -3.1212 | 8.0031 | 64.7865 | 1.869 | 10.554 | 0 | 0 | 0 | 0 | 0.0072303 | 0.0078497 | 0.032 | 0.032
L3 | CAV.897.L3 | CAV | _ | LCAV | 1.0377 | 19.375 | 0 | 1300 | 0 | 869.0666 | 0 | 0 | 897.4002 | 0 | 0 | 0 | 7.5412 | 63.9766 | -3.3915 | 8.0068 | 59.7473 | 1.7731 | 10.5575 | 0 | 0 | 0 | 0 | 0.0077905 | 0.0075286 | 0.032 | 0.032
L3 | CAV.898.L3 | CAV | _ | LCAV | 1.0377 | 19.375 | 0 | 1300 | 0 | 870.4502 | 0 | 0 | 898.7838 | 0 | 0 | 0 | 7.5606 | 73.7355 | -3.6618 | 8.01 | 54.9734 | 1.6773 | 10.5613 | 0 | 0 | 0 | 0 | 0.0083528 | 0.0072123 | 0.032 | 0.032
L3 | CAV.900.L3 | CAV | _ | LCAV | 1.0377 | 19.375 | 0 | 1300 | 0 | 871.8338 | 0 | 0 | 900.1674 | 0 | 0 | 0 | 7.58 | 84.2423 | -3.932 | 8.0128 | 50.4647 | 1.5814 | 10.5655 | 0 | 0 | 0 | 0 | 0.0089167 | 0.0069013 | 0.032 | 0.032
L3 | BPM.900.L3 | BPM | _ | MONI | 0 | 0 | 0 | 0 | 0 | 872.632 | 0 | 0 | 900.9656 | 0 | 0 | 0 | 7.58 | 86.4539 | -3.9866 | 8.0133 | 49.5868 | 1.562 | 10.5664 | 0 | 0 | 0 | 0 | 0.009033 | 0.0068411 | 0.022 | 0.022
L3 | Q.901.L3 | Q | Q.52.L3 | QUAD | 0.3 | -0.0831 | 0 | 0 | 0 | 872.857 | 0 | 0 | 901.1906 | 0 | 0 | 0 | 7.58 | 91.6993 | -11.6148 | 8.014 | 47.2206 | 5.4917 | 10.5676 | 0 | 0 | 0 | 0 | 0.009303 | 0.0066758 | 0.037 | 0.037
L3 | CY.901.L3 | CY | _ | VKIC | 0 | 0 | 0 | 0 | 0 | 873.007 | 0 | 0 | 901.3406 | 0 | 0 | 0 | 7.58 | 91.6993 | -11.6148 | 8.014 | 47.2206 | 5.4917 | 10.5676 | 0 | 0 | 0 | 0 | 0.009303 | 0.0066758 | 0.037 | 0.037
L3 | ACCEND.901.L3 | ACCEND | _ | MARK | 0 | 0 | 0 | 0 | 0 | 873.3994 | 0 | 0 | 901.733 | 0 | 0 | 0 | 7.58 | 101.0428 | -12.1964 | 8.0146 | 43.0123 | 5.2328 | 10.569 | 0 | 0 | 0 | 0 | 0.0097655 | 0.0063714 | #N/A | #N/A
L3 | ACCSTART.901.L3 | ACCSTART | _ | MARK | 0 | 0 | 0 | 0 | 0 | 873.3994 | 0 | 0 | 901.733 | 0 | 0 | 0 | 7.58 | 101.0428 | -12.1964 | 8.0146 | 43.0123 | 5.2328 | 10.569 | 0 | 0 | 0 | 0 | 0.0097655 | 0.0063714 | #N/A | #N/A
L3 | CAV.902.L3 | CAV | _ | LCAV | 1.0377 | 19.375 | 0 | 1300 | 0 | 874.1398 | 0 | 0 | 902.4734 | 0 | 0 | 0 | 7.5994 | 134.1108 | -14.0626 | 8.0163 | 30.8795 | 4.4019 | 10.5745 | 0 | 0 | 0 | 0 | 0.011236 | 0.0053916 | 0.032 | 0.032
L3 | CAV.903.L3 | CAV | _ | LCAV | 1.0377 | 19.375 | 0 | 1300 | 0 | 875.5234 | 0 | 0 | 903.857 | 0 | 0 | 0 | 7.6187 | 175.8616 | -16.1128 | 8.0178 | 19.9618 | 3.4889 | 10.5834 | 0 | 0 | 0 | 0 | 0.01285 | 0.0043295 | 0.032 | 0.032
L3 | CAV.905.L3 | CAV | _ | LCAV | 1.0377 | 19.375 | 0 | 1300 | 0 | 876.907 | 0 | 0 | 905.2406 | 0 | 0 | 0 | 7.6381 | 223.2856 | -18.1629 | 8.0189 | 11.5706 | 2.5759 | 10.5979 | 0 | 0 | 0 | 0 | 0.014461 | 0.003292 | 0.032 | 0.032
L3 | CAV.906.L3 | CAV | _ | LCAV | 1.0377 | 19.375 | 0 | 1300 | 0 | 878.2906 | 0 | 0 | 906.6242 | 0 | 0 | 0 | 7.6575 | 276.3826 | -20.2129 | 8.0198 | 5.7058 | 1.6629 | 10.6251 | 0 | 0 | 0 | 0 | 0.016069 | 0.0023088 | 0.032 | 0.032
L3 | CAV.908.L3 | CAV | _ | LCAV | 1.0377 | 19.375 | 0 | 1300 | 0 | 879.6742 | 0 | 0 | 908.0078 | 0 | 0 | 0 | 7.6769 | 335.152 | -22.2627 | 8.0205 | 2.3675 | 0.7499 | 10.6866 | 0 | 0 | 0 | 0 | 0.017673 | 0.0014853 | 0.032 | 0.032
L3 | CAV.909.L3 | CAV | _ | LCAV | 1.0377 | 19.375 | 0 | 1300 | 0 | 881.0578 | 0 | 0 | 909.3914 | 0 | 0 | 0 | 7.6962 | 399.5934 | -24.3123 | 8.0211 | 1.5557 | -0.1632 | 10.8147 | 0 | 0 | 0 | 0 | 0.019273 | 0.0012025 | 0.032 | 0.032
L3 | CAV.910.L3 | CAV | _ | LCAV | 1.0377 | 19.375 | 0 | 1300 | 0 | 882.4414 | 0 | 0 | 910.775 | 0 | 0 | 0 | 7.7156 | 469.7062 | -26.3617 | 8.0216 | 3.2705 | -1.0762 | 10.9198 | 0 | 0 | 0 | 0 | 0.020869 | 0.0017414 | 0.032 | 0.032
L3 | CAV.912.L3 | CAV | _ | LCAV | 1.0377 | 19.375 | 0 | 1300 | 0 | 883.825 | 0 | 0 | 912.1586 | 0 | 0 | 0 | 7.735 | 545.4898 | -28.4109 | 8.022 | 7.5119 | -1.9892 | 10.9648 | 0 | 0 | 0 | 0 | 0.022461 | 0.0026358 | 0.032 | 0.032
L3 | BPM.912.L3 | BPM | _ | MONI | 0 | 0 | 0 | 0 | 0 | 884.6232 | 0 | 0 | 912.9568 | 0 | 0 | 0 | 7.735 | 561.4757 | -28.8247 | 8.0221 | 8.6745 | -2.1735 | 10.9703 | 0 | 0 | 0 | 0 | 0.022788 | 0.0028325 | 0.022 | 0.022
L3 | Q.913.L3 | Q | Q.53.L3 | QUAD | 0.3 | 0.0841 | 0 | 0 | 0 | 884.8482 | 0 | 0 | 913.1818 | 0 | 0 | 0 | 7.735 | 568.855 | 18.8636 | 8.0222 | 10.6496 | -3.3075 | 10.9766 | 0 | 0 | 0 | 0 | 0.022937 | 0.0031384 | 0.037 | 0.037
L3 | CX.913.L3 | CX | _ | HKIC | 0 | 0 | 0 | 0 | 0 | 884.9982 | 0 | 0 | 913.3318 | 0 | 0 | 0 | 7.735 | 568.855 | 18.8636 | 8.0222 | 10.6496 | -3.3075 | 10.9766 | 0 | 0 | 0 | 0 | 0.022937 | 0.0031384 | 0.037 | 0.037
L3 | ACCEND.913.L3 | ACCEND | _ | MARK | 0 | 0 | 0 | 0 | 0 | 885.3906 | 0 | 0 | 913.7242 | 0 | 0 | 0 | 7.735 | 554.1475 | 18.6174 | 8.0223 | 13.418 | -3.7475 | 10.9818 | 0 | 0 | 0 | 0 | 0.022639 | 0.0035228 | #N/A | #N/A
L3 | ACCSTART.913.L3 | ACCSTART | _ | MARK | 0 | 0 | 0 | 0 | 0 | 885.3906 | 0 | 0 | 913.7242 | 0 | 0 | 0 | 7.735 | 554.1475 | 18.6174 | 8.0223 | 13.418 | -3.7475 | 10.9818 | 0 | 0 | 0 | 0 | 0.022639 | 0.0035228 | #N/A | #N/A
L3 | CAV.914.L3 | CAV | _ | LCAV | 1.0377 | 19.375 | 0 | 1300 | 0 | 886.131 | 0 | 0 | 914.4646 | 0 | 0 | 0 | 7.7544 | 508.2516 | 17.8283 | 8.0227 | 24.6343 | -5.1593 | 10.9928 | 0 | 0 | 0 | 0 | 0.021654 | 0.0047673 | 0.032 | 0.032
L3 | CAV.915.L3 | CAV | _ | LCAV | 1.0377 | 19.375 | 0 | 1300 | 0 | 887.5146 | 0 | 0 | 915.8482 | 0 | 0 | 0 | 7.7737 | 460.1174 | 16.961 | 8.0232 | 41.0572 | -6.7104 | 10.9998 | 0 | 0 | 0 | 0 | 0.020578 | 0.0061469 | 0.032 | 0.032
L3 | CAV.917.L3 | CAV | _ | LCAV | 1.0377 | 19.375 | 0 | 1300 | 0 | 888.8982 | 0 | 0 | 917.2318 | 0 | 0 | 0 | 7.7931 | 414.3834 | 16.0935 | 8.0237 | 61.7724 | -8.2615 | 11.0041 | 0 | 0 | 0 | 0 | 0.019504 | 0.0075304 | 0.032 | 0.032
L3 | CAV.918.L3 | CAV | _ | LCAV | 1.0377 | 19.375 | 0 | 1300 | 0 | 890.2818 | 0 | 0 | 918.6154 | 0 | 0 | 0 | 7.8125 | 371.05 | 15.2259 | 8.0242 | 86.7797 | -9.8125 | 11.0072 | 0 | 0 | 0 | 0 | 0.018433 | 0.0089143 | 0.032 | 0.032
L3 | CAV.920.L3 | CAV | _ | LCAV | 1.0377 | 19.375 | 0 | 1300 | 0 | 891.6654 | 0 | 0 | 919.999 | 0 | 0 | 0 | 7.8319 | 330.1175 | 14.3582 | 8.0249 | 116.0788 | -11.3634 | 11.0093 | 0 | 0 | 0 | 0 | 0.017365 | 0.010297 | 0.032 | 0.032
L3 | CAV.921.L3 | CAV | _ | LCAV | 1.0377 | 19.375 | 0 | 1300 | 0 | 893.049 | 0 | 0 | 921.3826 | 0 | 0 | 0 | 7.8512 | 291.5862 | 13.4904 | 8.0256 | 149.6695 | -12.9143 | 11.011 | 0 | 0 | 0 | 0 | 0.0163 | 0.011678 | 0.032 | 0.032
L3 | CAV.922.L3 | CAV | _ | LCAV | 1.0377 | 19.375 | 0 | 1300 | 0 | 894.4326 | 0 | 0 | 922.7662 | 0 | 0 | 0 | 7.8706 | 255.4565 | 12.6225 | 8.0264 | 187.5516 | -14.465 | 11.0123 | 0 | 0 | 0 | 0 | 0.015238 | 0.013057 | 0.032 | 0.032
L3 | CAV.924.L3 | CAV | _ | LCAV | 1.0377 | 19.375 | 0 | 1300 | 0 | 895.8162 | 0 | 0 | 924.1498 | 0 | 0 | 0 | 7.89 | 221.7287 | 11.7544 | 8.0273 | 229.7247 | -16.0156 | 11.0134 | 0 | 0 | 0 | 0 | 0.014179 | 0.014432 | 0.032 | 0.032
L3 | BPM.924.L3 | BPM | _ | MONI | 0 | 0 | 0 | 0 | 0 | 896.6144 | 0 | 0 | 924.948 | 0 | 0 | 0 | 7.89 | 215.2116 | 11.5791 | 8.0275 | 238.7584 | -16.3287 | 11.0136 | 0 | 0 | 0 | 0 | 0.013969 | 0.014713 | 0.022 | 0.022
L3 | Q.925.L3 | Q | Q.54.L3 | QUAD | 0.3 | -0.0841 | 0 | 0 | 0 | 896.8394 | 0 | 0 | 925.173 | 0 | 0 | 0 | 7.89 | 211.9306 | -6.3298 | 8.0278 | 244.9621 | 4.0246 | 11.0138 | 0 | 0 | 0 | 0 | 0.013862 | 0.014903 | 0.037 | 0.037
L3 | CY.925.L3 | CY | _ | VKIC | 0 | 0 | 0 | 0 | 0 | 896.9894 | 0 | 0 | 925.323 | 0 | 0 | 0 | 7.89 | 211.9306 | -6.3298 | 8.0278 | 244.9621 | 4.0246 | 11.0138 | 0 | 0 | 0 | 0 | 0.013862 | 0.014903 | 0.037 | 0.037
L3 | ACCEND.925.L3 | ACCEND | _ | MARK | 0 | 0 | 0 | 0 | 0 | 897.3818 | 0 | 0 | 925.7154 | 0 | 0 | 0 | 7.89 | 216.9281 | -6.4058 | 8.0281 | 241.8143 | 3.9971 | 11.0141 | 0 | 0 | 0 | 0 | 0.014025 | 0.014807 | #N/A | #N/A
L3 | ACCSTART.925.L3 | ACCSTART | _ | MARK | 0 | 0 | 0 | 0 | 0 | 897.3818 | 0 | 0 | 925.7154 | 0 | 0 | 0 | 7.89 | 216.9281 | -6.4058 | 8.0281 | 241.8143 | 3.9971 | 11.0141 | 0 | 0 | 0 | 0 | 0.014025 | 0.014807 | #N/A | #N/A
L3 | CAV.926.L3 | CAV | _ | LCAV | 1.0377 | 19.375 | 0 | 1300 | 0 | 898.1222 | 0 | 0 | 926.4558 | 0 | 0 | 0 | 7.9094 | 233.3687 | -6.6495 | 8.029 | 231.8582 | 3.909 | 11.0149 | 0 | 0 | 0 | 0 | 0.014529 | 0.014482 | 0.032 | 0.032
L3 | CAV.927.L3 | CAV | _ | LCAV | 1.0377 | 19.375 | 0 | 1300 | 0 | 899.5058 | 0 | 0 | 927.8394 | 0 | 0 | 0 | 7.9287 | 252.1398 | -6.9172 | 8.0299 | 221.1752 | 3.8122 | 11.0159 | 0 | 0 | 0 | 0 | 0.015083 | 0.014127 | 0.032 | 0.032
L3 | CAV.929.L3 | CAV | _ | LCAV | 1.0377 | 19.375 | 0 | 1300 | 0 | 900.8894 | 0 | 0 | 929.223 | 0 | 0 | 0 | 7.9481 | 271.6516 | -7.1849 | 8.0307 | 210.7603 | 3.7153 | 11.0169 | 0 | 0 | 0 | 0 | 0.015637 | 0.013773 | 0.032 | 0.032
L3 | CAV.930.L3 | CAV | _ | LCAV | 1.0377 | 19.375 | 0 | 1300 | 0 | 902.273 | 0 | 0 | 930.6066 | 0 | 0 | 0 | 7.9675 | 291.904 | -7.4525 | 8.0315 | 200.6134 | 3.6184 | 11.018 | 0 | 0 | 0 | 0 | 0.01619 | 0.013421 | 0.032 | 0.032
L3 | CAV.932.L3 | CAV | _ | LCAV | 1.0377 | 19.375 | 0 | 1300 | 0 | 903.6566 | 0 | 0 | 931.9902 | 0 | 0 | 0 | 7.9869 | 312.8969 | -7.72 | 8.0322 | 190.7347 | 3.5215 | 11.0191 | 0 | 0 | 0 | 0 | 0.016741 | 0.013071 | 0.032 | 0.032
L3 | CAV.933.L3 | CAV | _ | LCAV | 1.0377 | 19.375 | 0 | 1300 | 0 | 905.0402 | 0 | 0 | 933.3738 | 0 | 0 | 0 | 8.0062 | 334.63 | -7.9875 | 8.0329 | 181.1242 | 3.4245 | 11.0203 | 0 | 0 | 0 | 0 | 0.017292 | 0.012722 | 0.032 | 0.032
L3 | CAV.934.L3 | CAV | _ | LCAV | 1.0377 | 19.375 | 0 | 1300 | 0 | 906.4238 | 0 | 0 | 934.7574 | 0 | 0 | 0 | 8.0256 | 357.1033 | -8.255 | 8.0336 | 171.7821 | 3.3276 | 11.0216 | 0 | 0 | 0 | 0 | 0.017842 | 0.012374 | 0.032 | 0.032
L3 | CAV.936.L3 | CAV | _ | LCAV | 1.0377 | 19.375 | 0 | 1300 | 0 | 907.8074 | 0 | 0 | 936.141 | 0 | 0 | 0 | 8.045 | 380.3165 | -8.5223 | 8.0342 | 162.7083 | 3.2306 | 11.0229 | 0 | 0 | 0 | 0 | 0.01839 | 0.012029 | 0.032 | 0.032
L3 | BPM.936.L3 | BPM | _ | MONI | 0 | 0 | 0 | 0 | 0 | 908.6056 | 0 | 0 | 936.9392 | 0 | 0 | 0 | 8.045 | 385.0922 | -8.5764 | 8.0343 | 160.9092 | 3.2109 | 11.0231 | 0 | 0 | 0 | 0 | 0.018505 | 0.011962 | 0.022 | 0.022
L3 | Q.937.L3 | Q | Q.55.L3 | QUAD | 0.3 | 0.0841 | 0 | 0 | 0 | 908.8306 | 0 | 0 | 937.1642 | 0 | 0 | 0 | 8.045 | 381.7986 | 23.7329 | 8.0344 | 162.5603 | -10.3729 | 11.0235 | 0 | 0 | 0 | 0 | 0.018426 | 0.012023 | 0.037 | 0.037
L3 | CX.937.L3 | CX | _ | HKIC | 0 | 0 | 0 | 0 | 0 | 908.9806 | 0 | 0 | 937.3142 | 0 | 0 | 0 | 8.045 | 381.7986 | 23.7329 | 8.0344 | 162.5603 | -10.3729 | 11.0235 | 0 | 0 | 0 | 0 | 0.018426 | 0.012023 | 0.037 | 0.037
L3 | ACCEND.937.L3 | ACCEND | _ | MARK | 0 | 0 | 0 | 0 | 0 | 909.373 | 0 | 0 | 937.7066 | 0 | 0 | 0 | 8.045 | 363.4006 | 23.153 | 8.0346 | 170.8038 | -10.635 | 11.0239 | 0 | 0 | 0 | 0 | 0.017976 | 0.012324 | #N/A | #N/A
L3 | ACCSTART.937.L3 | ACCSTART | _ | MARK | 0 | 0 | 0 | 0 | 0 | 909.373 | 0 | 0 | 937.7066 | 0 | 0 | 0 | 8.045 | 363.4006 | 23.153 | 8.0346 | 170.8038 | -10.635 | 11.0239 | 0 | 0 | 0 | 0 | 0.017976 | 0.012324 | #N/A | #N/A
L3 | CAV.938.L3 | CAV | _ | LCAV | 1.0377 | 19.375 | 0 | 1300 | 0 | 910.1134 | 0 | 0 | 938.447 | 0 | 0 | 0 | 8.0644 | 307.4307 | 21.2923 | 8.0352 | 198.6482 | -11.476 | 11.025 | 0 | 0 | 0 | 0 | 0.016514 | 0.013275 | 0.032 | 0.032
L3 | CAV.939.L3 | CAV | _ | LCAV | 1.0377 | 19.375 | 0 | 1300 | 0 | 911.497 | 0 | 0 | 939.8306 | 0 | 0 | 0 | 8.0837 | 251.3396 | 19.2478 | 8.036 | 231.6831 | -12.3999 | 11.026 | 0 | 0 | 0 | 0 | 0.014914 | 0.014319 | 0.032 | 0.032
L3 | CAV.941.L3 | CAV | _ | LCAV | 1.0377 | 19.375 | 0 | 1300 | 0 | 912.8806 | 0 | 0 | 941.2142 | 0 | 0 | 0 | 8.1031 | 200.9062 | 17.2031 | 8.037 | 267.2746 | -13.3238 | 11.0269 | 0 | 0 | 0 | 0 | 0.013318 | 0.015361 | 0.032 | 0.032
L3 | CAV.942.L3 | CAV | _ | LCAV | 1.0377 | 19.375 | 0 | 1300 | 0 | 914.2642 | 0 | 0 | 942.5978 | 0 | 0 | 0 | 8.1225 | 156.131 | 15.1583 | 8.0382 | 305.4224 | -14.2475 | 11.0277 | 0 | 0 | 0 | 0 | 0.011727 | 0.016401 | 0.032 | 0.032
L3 | CAV.943.L3 | CAV | _ | LCAV | 1.0377 | 19.375 | 0 | 1300 | 0 | 915.6478 | 0 | 0 | 943.9814 | 0 | 0 | 0 | 8.1419 | 117.0143 | 13.1134 | 8.0398 | 346.1263 | -15.1712 | 11.0283 | 0 | 0 | 0 | 0 | 0.01014 | 0.017439 | 0.032 | 0.032
L3 | CAV.945.L3 | CAV | _ | LCAV | 1.0377 | 19.375 | 0 | 1300 | 0 | 917.0314 | 0 | 0 | 945.365 | 0 | 0 | 0 | 8.1612 | 83.5564 | 11.0684 | 8.0421 | 389.3859 | -16.0947 | 11.0289 | 0 | 0 | 0 | 0 | 0.0085583 | 0.018475 | 0.032 | 0.032
L3 | CAV.946.L3 | CAV | _ | LCAV | 1.0377 | 19.375 | 0 | 1300 | 0 | 918.415 | 0 | 0 | 946.7486 | 0 | 0 | 0 | 8.1806 | 55.7576 | 9.0233 | 8.0453 | 435.2009 | -17.0181 | 11.0295 | 0 | 0 | 0 | 0 | 0.0069829 | 0.019509 | 0.032 | 0.032
L3 | CAV.948.L3 | CAV | _ | LCAV | 1.0377 | 19.375 | 0 | 1300 | 0 | 919.7986 | 0 | 0 | 948.1322 | 0 | 0 | 0 | 8.2 | 33.618 | 6.9781 | 8.0504 | 483.571 | -17.9414 | 11.03 | 0 | 0 | 0 | 0 | 0.0054157 | 0.02054 | 0.032 | 0.032
L3 | BPM.948.L3 | BPM | _ | MONI | 0 | 0 | 0 | 0 | 0 | 920.5968 | 0 | 0 | 948.9304 | 0 | 0 | 0 | 8.2 | 29.8354 | 6.5653 | 8.0518 | 493.6451 | -18.1279 | 11.03 | 0 | 0 | 0 | 0 | 0.0051019 | 0.020753 | 0.022 | 0.022
L3 | Q.949.L3 | Q | Q.56.L3 | QUAD | 0.3 | -0.0841 | 0 | 0 | 0 | 920.8218 | 0 | 0 | 949.1554 | 0 | 0 | 0 | 8.2 | 25.7892 | 3.8638 | 8.0539 | 494.7334 | 23.581 | 11.0302 | 0 | 0 | 0 | 0 | 0.0047434 | 0.020776 | 0.037 | 0.037
L3 | CY.949.L3 | CY | _ | VKIC | 0 | 0 | 0 | 0 | 0 | 920.9718 | 0 | 0 | 949.3054 | 0 | 0 | 0 | 8.2 | 25.7892 | 3.8638 | 8.0539 | 494.7334 | 23.581 | 11.0302 | 0 | 0 | 0 | 0 | 0.0047434 | 0.020776 | 0.037 | 0.037
L3 | ACCEND.949.L3 | ACCEND | _ | MARK | 0 | 0 | 0 | 0 | 0 | 921.3642 | 0 | 0 | 949.6978 | 0 | 0 | 0 | 8.2 | 22.852 | 3.6214 | 8.0565 | 476.4004 | 23.1392 | 11.0303 | 0 | 0 | 0 | 0 | 0.0044651 | 0.020387 | #N/A | #N/A
L3 | ACCSTART.949.L3 | ACCSTART | _ | MARK | 0 | 0 | 0 | 0 | 0 | 921.3642 | 0 | 0 | 949.6978 | 0 | 0 | 0 | 8.2 | 22.852 | 3.6214 | 8.0565 | 476.4004 | 23.1392 | 11.0303 | 0 | 0 | 0 | 0 | 0.0044651 | 0.020387 | #N/A | #N/A
L3 | CAV.950.L3 | CAV | _ | LCAV | 1.0377 | 19.375 | 0 | 1300 | 0 | 922.1046 | 0 | 0 | 950.4382 | 0 | 0 | 0 | 8.2194 | 14.7106 | 2.8436 | 8.0675 | 419.9071 | 21.7218 | 11.0307 | 0 | 0 | 0 | 0 | 0.0035782 | 0.019117 | 0.032 | 0.032
L3 | CAV.951.L3 | CAV | _ | LCAV | 1.0377 | 19.375 | 0 | 1300 | 0 | 923.4882 | 0 | 0 | 951.8218 | 0 | 0 | 0 | 8.2387 | 8.0241 | 1.989 | 8.0878 | 361.9537 | 20.1643 | 11.0313 | 0 | 0 | 0 | 0 | 0.0026396 | 0.017728 | 0.032 | 0.032
L3 | CAV.953.L3 | CAV | _ | LCAV | 1.0377 | 19.375 | 0 | 1300 | 0 | 924.8718 | 0 | 0 | 953.2054 | 0 | 0 | 0 | 8.2581 | 3.7025 | 1.1344 | 8.1286 | 308.3105 | 18.6066 | 11.032 | 0 | 0 | 0 | 0 | 0.0017909 | 0.016343 | 0.032 | 0.032
L3 | CAV.954.L3 | CAV | _ | LCAV | 1.0377 | 19.375 | 0 | 1300 | 0 | 926.2554 | 0 | 0 | 954.589 | 0 | 0 | 0 | 8.2775 | 1.7457 | 0.2798 | 8.2202 | 258.9778 | 17.0488 | 11.0327 | 0 | 0 | 0 | 0 | 0.0012283 | 0.014961 | 0.032 | 0.032
L3 | CAV.955.L3 | CAV | _ | LCAV | 1.0377 | 19.375 | 0 | 1300 | 0 | 927.639 | 0 | 0 | 955.9726 | 0 | 0 | 0 | 8.2969 | 2.1539 | -0.5748 | 8.3467 | 213.956 | 15.4909 | 11.0337 | 0 | 0 | 0 | 0 | 0.0013628 | 0.013582 | 0.032 | 0.032
L3 | CAV.957.L3 | CAV | _ | LCAV | 1.0377 | 19.375 | 0 | 1300 | 0 | 929.0226 | 0 | 0 | 957.3562 | 0 | 0 | 0 | 8.3162 | 4.9269 | -1.4294 | 8.4165 | 173.2455 | 13.9328 | 11.0348 | 0 | 0 | 0 | 0 | 0.0020587 | 0.012208 | 0.032 | 0.032
L3 | CAV.958.L3 | CAV | _ | LCAV | 1.0377 | 19.375 | 0 | 1300 | 0 | 930.4062 | 0 | 0 | 958.7398 | 0 | 0 | 0 | 8.3356 | 10.0648 | -2.284 | 8.448 | 136.8465 | 12.3747 | 11.0363 | 0 | 0 | 0 | 0 | 0.0029391 | 0.010837 | 0.032 | 0.032
L3 | CAV.960.L3 | CAV | _ | LCAV | 1.0377 | 19.375 | 0 | 1300 | 0 | 931.7898 | 0 | 0 | 960.1234 | 0 | 0 | 0 | 8.355 | 17.5675 | -3.1386 | 8.4645 | 104.7593 | 10.8164 | 11.0381 | 0 | 0 | 0 | 0 | 0.0038784 | 0.009471 | 0.032 | 0.032
L3 | BPM.960.L3 | BPM | _ | MONI | 0 | 0 | 0 | 0 | 0 | 932.588 | 0 | 0 | 960.9216 | 0 | 0 | 0 | 8.355 | 19.3689 | -3.3111 | 8.467 | 98.8052 | 10.5018 | 11.0385 | 0 | 0 | 0 | 0 | 0.0040724 | 0.009198 | 0.022 | 0.022
L3 | Q.961.L3 | Q | Q.57.L3 | QUAD | 0.3 | 0.0735 | 0 | 0 | 0 | 932.813 | 0 | 0 | 961.1466 | 0 | 0 | 0 | 8.355 | 21.4742 | -1.9536 | 8.4699 | 93.156 | 3.283 | 11.0392 | 0 | 0 | 0 | 0 | 0.004288 | 0.0089311 | 0.037 | 0.037
L3 | CX.961.L3 | CX | _ | HKIC | 0 | 0 | 0 | 0 | 0 | 932.963 | 0 | 0 | 961.2966 | 0 | 0 | 0 | 8.355 | 21.4742 | -1.9536 | 8.4699 | 93.156 | 3.283 | 11.0392 | 0 | 0 | 0 | 0 | 0.004288 | 0.0089311 | 0.037 | 0.037
L3 | ACCEND.961.L3 | ACCEND | _ | MARK | 0 | 0 | 0 | 0 | 0 | 933.3554 | 0 | 0 | 961.689 | 0 | 0 | 0 | 8.355 | 23.0419 | -2.0416 | 8.4727 | 90.599 | 3.2334 | 11.0398 | 0 | 0 | 0 | 0 | 0.0044418 | 0.0088077 | #N/A | #N/A
L3 | ACCSTART.961.L3 | ACCSTART | _ | MARK | 0 | 0 | 0 | 0 | 0 | 933.3554 | 0 | 0 | 961.689 | 0 | 0 | 0 | 8.355 | 23.0419 | -2.0416 | 8.4727 | 90.599 | 3.2334 | 11.0398 | 0 | 0 | 0 | 0 | 0.0044418 | 0.0088077 | #N/A | #N/A
L3 | CAV.962.L3 | CAV | _ | LCAV | 1.0377 | 19.375 | 0 | 1300 | 0 | 934.0958 | 0 | 0 | 962.4294 | 0 | 0 | 0 | 8.3744 | 28.5396 | -2.3241 | 8.4805 | 82.6557 | 3.0743 | 11.0422 | 0 | 0 | 0 | 0 | 0.0049377 | 0.008403 | 0.032 | 0.032
L3 | CAV.963.L3 | CAV | _ | LCAV | 1.0377 | 19.375 | 0 | 1300 | 0 | 935.4794 | 0 | 0 | 963.813 | 0 | 0 | 0 | 8.3937 | 35.4001 | -2.6343 | 8.4874 | 74.3905 | 2.8994 | 11.045 | 0 | 0 | 0 | 0 | 0.0054929 | 0.0079626 | 0.032 | 0.032
L3 | CAV.965.L3 | CAV | _ | LCAV | 1.0377 | 19.375 | 0 | 1300 | 0 | 936.863 | 0 | 0 | 965.1966 | 0 | 0 | 0 | 8.4131 | 43.1191 | -2.9446 | 8.4931 | 66.6091 | 2.7246 | 11.0481 | 0 | 0 | 0 | 0 | 0.0060552 | 0.007526 | 0.032 | 0.032
L3 | CAV.966.L3 | CAV | _ | LCAV | 1.0377 | 19.375 | 0 | 1300 | 0 | 938.2466 | 0 | 0 | 966.5802 | 0 | 0 | 0 | 8.4325 | 51.6967 | -3.2549 | 8.4977 | 59.3116 | 2.5497 | 11.0516 | 0 | 0 | 0 | 0 | 0.0066226 | 0.0070936 | 0.032 | 0.032
L3 | CAV.967.L3 | CAV | _ | LCAV | 1.0377 | 19.375 | 0 | 1300 | 0 | 939.6302 | 0 | 0 | 967.9638 | 0 | 0 | 0 | 8.4519 | 61.1328 | -3.5651 | 8.5016 | 52.4982 | 2.3748 | 11.0555 | 0 | 0 | 0 | 0 | 0.0071934 | 0.0066661 | 0.032 | 0.032
L3 | CAV.969.L3 | CAV | _ | LCAV | 1.0377 | 19.375 | 0 | 1300 | 0 | 941.0138 | 0 | 0 | 969.3474 | 0 | 0 | 0 | 8.4712 | 71.4273 | -3.8753 | 8.505 | 46.1688 | 2.1998 | 11.06 | 0 | 0 | 0 | 0 | 0.0077667 | 0.0062442 | 0.032 | 0.032
L3 | CAV.970.L3 | CAV | _ | LCAV | 1.0377 | 19.375 | 0 | 1300 | 0 | 942.3974 | 0 | 0 | 970.731 | 0 | 0 | 0 | 8.4906 | 82.5801 | -4.1854 | 8.5078 | 40.3234 | 2.0249 | 11.0651 | 0 | 0 | 0 | 0 | 0.0083415 | 0.0058289 | 0.032 | 0.032
L3 | CAV.972.L3 | CAV | _ | LCAV | 1.0377 | 19.375 | 0 | 1300 | 0 | 943.781 | 0 | 0 | 972.1146 | 0 | 0 | 0 | 8.51 | 94.5913 | -4.4956 | 8.5103 | 34.9622 | 1.8499 | 11.071 | 0 | 0 | 0 | 0 | 0.0089173 | 0.0054214 | 0.032 | 0.032
L3 | BPM.972.L3 | BPM | _ | MONI | 0 | 0 | 0 | 0 | 0 | 944.5792 | 0 | 0 | 972.9128 | 0 | 0 | 0 | 8.51 | 97.12 | -4.5582 | 8.5108 | 33.9387 | 1.8146 | 11.0723 | 0 | 0 | 0 | 0 | 0.0090357 | 0.0053414 | 0.022 | 0.022
L3 | Q.973.L3 | Q | Q.58.L3 | QUAD | 0.3 | -0.0831 | 0 | 0 | 0 | 944.8042 | 0 | 0 | 973.1378 | 0 | 0 | 0 | 8.51 | 103.0741 | -13.1344 | 8.5114 | 31.7812 | 4.4293 | 11.0741 | 0 | 0 | 0 | 0 | 0.0093086 | 0.0051689 | 0.037 | 0.037
L3 | CY.973.L3 | CY | _ | VKIC | 0 | 0 | 0 | 0 | 0 | 944.9542 | 0 | 0 | 973.2878 | 0 | 0 | 0 | 8.51 | 103.0741 | -13.1344 | 8.5114 | 31.7812 | 4.4293 | 11.0741 | 0 | 0 | 0 | 0 | 0.0093086 | 0.0051689 | 0.037 | 0.037
L3 | ACCEND.973.L3 | ACCEND | _ | MARK | 0 | 0 | 0 | 0 | 0 | 945.3466 | 0 | 0 | 973.6802 | 0 | 0 | 0 | 8.51 | 113.6412 | -13.795 | 8.512 | 28.405 | 4.1747 | 11.0762 | 0 | 0 | 0 | 0 | 0.0097741 | 0.0048866 | #N/A | #N/A
L3 | ACCSTART.973.L3 | ACCSTART | _ | MARK | 0 | 0 | 0 | 0 | 0 | 945.3466 | 0 | 0 | 973.6802 | 0 | 0 | 0 | 8.51 | 113.6412 | -13.795 | 8.512 | 28.405 | 4.1747 | 11.0762 | 0 | 0 | 0 | 0 | 0.0097741 | 0.0048866 | #N/A | #N/A
L3 | CAV.974.L3 | CAV | _ | LCAV | 1.0377 | 19.375 | 0 | 1300 | 0 | 946.087 | 0 | 0 | 974.4206 | 0 | 0 | 0 | 8.5294 | 151.0547 | -15.9147 | 8.5135 | 18.9193 | 3.3578 | 11.0848 | 0 | 0 | 0 | 0 | 0.011256 | 0.0039835 | 0.032 | 0.032
L3 | CAV.975.L3 | CAV | _ | LCAV | 1.0377 | 19.375 | 0 | 1300 | 0 | 947.4706 | 0 | 0 | 975.8042 | 0 | 0 | 0 | 8.5487 | 198.3162 | -18.2435 | 8.5148 | 10.8697 | 2.4601 | 11.1002 | 0 | 0 | 0 | 0 | 0.012883 | 0.003016 | 0.032 | 0.032
L3 | CAV.977.L3 | CAV | _ | LCAV | 1.0377 | 19.375 | 0 | 1300 | 0 | 948.8542 | 0 | 0 | 977.1878 | 0 | 0 | 0 | 8.5681 | 252.0219 | -20.5723 | 8.5158 | 5.3041 | 1.5625 | 11.1294 | 0 | 0 | 0 | 0 | 0.014506 | 0.0021044 | 0.032 | 0.032
L3 | CAV.978.L3 | CAV | _ | LCAV | 1.0377 | 19.375 | 0 | 1300 | 0 | 950.2378 | 0 | 0 | 978.5714 | 0 | 0 | 0 | 8.5875 | 312.1714 | -22.9008 | 8.5166 | 2.2225 | 0.6648 | 11.1954 | 0 | 0 | 0 | 0 | 0.016126 | 0.0013607 | 0.032 | 0.032
L3 | CAV.979.L3 | CAV | _ | LCAV | 1.0377 | 19.375 | 0 | 1300 | 0 | 951.6214 | 0 | 0 | 979.955 | 0 | 0 | 0 | 8.6069 | 378.7643 | -25.2292 | 8.5172 | 1.6249 | -0.2329 | 11.3252 | 0 | 0 | 0 | 0 | 0.017743 | 0.0011622 | 0.032 | 0.032
L3 | CAV.981.L3 | CAV | _ | LCAV | 1.0377 | 19.375 | 0 | 1300 | 0 | 953.005 | 0 | 0 | 981.3386 | 0 | 0 | 0 | 8.6262 | 451.8003 | -27.5575 | 8.5177 | 3.5114 | -1.1306 | 11.4235 | 0 | 0 | 0 | 0 | 0.019357 | 0.0017065 | 0.032 | 0.032
L3 | CAV.982.L3 | CAV | _ | LCAV | 1.0377 | 19.375 | 0 | 1300 | 0 | 954.3886 | 0 | 0 | 982.7222 | 0 | 0 | 0 | 8.6456 | 531.2787 | -29.8856 | 8.5182 | 7.8819 | -2.0282 | 11.4658 | 0 | 0 | 0 | 0 | 0.020967 | 0.0025538 | 0.032 | 0.032
L3 | CAV.984.L3 | CAV | _ | LCAV | 1.0377 | 19.375 | 0 | 1300 | 0 | 955.7722 | 0 | 0 | 984.1058 | 0 | 0 | 0 | 8.665 | 617.1992 | -32.2134 | 8.5186 | 14.7365 | -2.9259 | 11.4863 | 0 | 0 | 0 | 0 | 0.022574 | 0.0034881 | 0.032 | 0.032
L3 | BPM.984.L3 | BPM | _ | MONI | 0 | 0 | 0 | 0 | 0 | 956.5704 | 0 | 0 | 984.904 | 0 | 0 | 0 | 8.665 | 635.3249 | -32.6835 | 8.5186 | 16.4215 | -3.1071 | 11.4892 | 0 | 0 | 0 | 0 | 0.022903 | 0.0036821 | 0.022 | 0.022
L3 | Q.985.L3 | Q | Q.59.L3 | QUAD | 0.3 | 0.0754 | 0 | 0 | 0 | 956.7954 | 0 | 0 | 985.129 | 0 | 0 | 0 | 8.665 | 645.3985 | 15.734 | 8.5187 | 19.2573 | -4.7906 | 11.4926 | 0 | 0 | 0 | 0 | 0.023084 | 0.0039874 | 0.037 | 0.037
L3 | CX.985.L3 | CX | _ | HKIC | 0 | 0 | 0 | 0 | 0 | 956.9454 | 0 | 0 | 985.279 | 0 | 0 | 0 | 8.665 | 645.3985 | 15.734 | 8.5187 | 19.2573 | -4.7906 | 11.4926 | 0 | 0 | 0 | 0 | 0.023084 | 0.0039874 | 0.037 | 0.037
L3 | ACCEND.985.L3 | ACCEND | _ | MARK | 0 | 0 | 0 | 0 | 0 | 957.3378 | 0 | 0 | 985.6714 | 0 | 0 | 0 | 8.665 | 633.1098 | 15.5829 | 8.5188 | 23.2085 | -5.2787 | 11.4955 | 0 | 0 | 0 | 0 | 0.022863 | 0.0043774 | #N/A | #N/A
L3 | ACCSTART.985.L3 | ACCSTART | _ | MARK | 0 | 0 | 0 | 0 | 0 | 957.3378 | 0 | 0 | 985.6714 | 0 | 0 | 0 | 8.665 | 633.1098 | 15.5829 | 8.5188 | 23.2085 | -5.2787 | 11.4955 | 0 | 0 | 0 | 0 | 0.022863 | 0.0043774 | #N/A | #N/A
L3 | CAV.986.L3 | CAV | _ | LCAV | 1.0377 | 19.375 | 0 | 1300 | 0 | 958.0782 | 0 | 0 | 986.4118 | 0 | 0 | 0 | 8.6844 | 594.4726 | 15.0986 | 8.5191 | 38.4756 | -6.8448 | 11.5022 | 0 | 0 | 0 | 0 | 0.022129 | 0.0056299 | 0.032 | 0.032
L3 | CAV.987.L3 | CAV | _ | LCAV | 1.0377 | 19.375 | 0 | 1300 | 0 | 959.4618 | 0 | 0 | 987.7954 | 0 | 0 | 0 | 8.7037 | 553.4282 | 14.5664 | 8.5195 | 59.7974 | -8.5655 | 11.5068 | 0 | 0 | 0 | 0 | 0.021328 | 0.0070107 | 0.032 | 0.032
L3 | CAV.989.L3 | CAV | _ | LCAV | 1.0377 | 19.375 | 0 | 1300 | 0 | 960.8454 | 0 | 0 | 989.179 | 0 | 0 | 0 | 8.7231 | 513.8569 | 14.034 | 8.5199 | 85.8805 | -10.2861 | 11.5099 | 0 | 0 | 0 | 0 | 0.020529 | 0.0083924 | 0.032 | 0.032
L3 | CAV.990.L3 | CAV | _ | LCAV | 1.0377 | 19.375 | 0 | 1300 | 0 | 962.229 | 0 | 0 | 990.5626 | 0 | 0 | 0 | 8.7425 | 475.7587 | 13.5016 | 8.5204 | 116.7249 | -12.0067 | 11.5121 | 0 | 0 | 0 | 0 | 0.019731 | 0.0097732 | 0.032 | 0.032
L3 | CAV.991.L3 | CAV | _ | LCAV | 1.0377 | 19.375 | 0 | 1300 | 0 | 963.6126 | 0 | 0 | 991.9462 | 0 | 0 | 0 | 8.7619 | 439.1341 | 12.9691 | 8.5209 | 152.3304 | -13.7272 | 11.5137 | 0 | 0 | 0 | 0 | 0.018935 | 0.011152 | 0.032 | 0.032
L3 | CAV.993.L3 | CAV | _ | LCAV | 1.0377 | 19.375 | 0 | 1300 | 0 | 964.9962 | 0 | 0 | 993.3298 | 0 | 0 | 0 | 8.7812 | 403.9831 | 12.4364 | 8.5214 | 192.6966 | -15.4476 | 11.515 | 0 | 0 | 0 | 0 | 0.018142 | 0.01253 | 0.032 | 0.032
L3 | CAV.994.L3 | CAV | _ | LCAV | 1.0377 | 19.375 | 0 | 1300 | 0 | 966.3798 | 0 | 0 | 994.7134 | 0 | 0 | 0 | 8.8006 | 370.3062 | 11.9037 | 8.522 | 237.8235 | -17.1679 | 11.5161 | 0 | 0 | 0 | 0 | 0.01735 | 0.013904 | 0.032 | 0.032
L3 | CAV.996.L3 | CAV | _ | LCAV | 1.0377 | 19.375 | 0 | 1300 | 0 | 967.7634 | 0 | 0 | 996.097 | 0 | 0 | 0 | 8.82 | 338.1034 | 11.371 | 8.5226 | 287.7106 | -18.888 | 11.5169 | 0 | 0 | 0 | 0 | 0.01656 | 0.015276 | 0.032 | 0.032
L3 | BPM.996.L3 | BPM | _ | MONI | 0 | 0 | 0 | 0 | 0 | 968.5616 | 0 | 0 | 996.8952 | 0 | 0 | 0 | 8.82 | 331.7817 | 11.2633 | 8.5227 | 298.3584 | -19.2353 | 11.517 | 0 | 0 | 0 | 0 | 0.016405 | 0.015556 | 0.022 | 0.022
L3 | Q.997.L3 | Q | Q.60.L3 | QUAD | 0.3 | -0.093 | 0 | 0 | 0 | 968.7866 | 0 | 0 | 997.1202 | 0 | 0 | 0 | 8.82 | 332.562 | -19.5363 | 8.5229 | 304.4138 | 8.8833 | 11.5172 | 0 | 0 | 0 | 0 | 0.016424 | 0.015713 | 0.037 | 0.037
L3 | CY.997.L3 | CY | _ | VKIC | 0 | 0 | 0 | 0 | 0 | 968.9366 | 0 | 0 | 997.2702 | 0 | 0 | 0 | 8.82 | 332.562 | -19.5363 | 8.5229 | 304.4138 | 8.8833 | 11.5172 | 0 | 0 | 0 | 0 | 0.016424 | 0.015713 | 0.037 | 0.037
L3 | ACCEND.997.L3 | ACCEND | _ | MARK | 0 | 0 | 0 | 0 | 0 | 969.329 | 0 | 0 | 997.6626 | 0 | 0 | 0 | 8.82 | 348.0712 | -19.9878 | 8.5231 | 297.4826 | 8.7803 | 11.5175 | 0 | 0 | 0 | 0 | 0.016803 | 0.015534 | #N/A | #N/A
L3 | CSC.998.L3 | CSC | _ | CRYO | 2.0754 | 0 | 0 | 0 | 0 | 970.3667 | 0 | 0 | 998.7003 | 0 | 0 | 0 | 8.82 | 435.9928 | -22.3759 | 8.5239 | 262.1681 | 8.2355 | 11.5186 | 0 | 0 | 0 | 0 | 0.018805 | 0.014582 | #N/A | #N/A
L3 | ACCSTART.999.L3 | ACCSTART | _ | MARK | 0 | 0 | 0 | 0 | 0 | 971.4044 | 0 | 0 | 999.738 | 0 | 0 | 0 | 8.82 | 435.9928 | -22.3759 | 8.5239 | 262.1681 | 8.2355 | 11.5186 | 0 | 0 | 0 | 0 | 0.018805 | 0.014582 | #N/A | #N/A
L3 | CAV.1000.L3 | CAV | _ | LCAV | 1.0377 | 19.375 | 0 | 1300 | 0 | 972.1448 | 0 | 0 | 1000.4784 | 0 | 0 | 0 | 8.8394 | 494.1728 | -23.8243 | 8.5244 | 241.8422 | 7.9052 | 11.5194 | 0 | 0 | 0 | 0 | 0.019999 | 0.01399 | 0.032 | 0.032
L3 | CAV.1001.L3 | CAV | _ | LCAV | 1.0377 | 19.375 | 0 | 1300 | 0 | 973.5284 | 0 | 0 | 1001.862 | 0 | 0 | 0 | 8.8587 | 562.3015 | -25.4157 | 8.5248 | 220.4693 | 7.5422 | 11.5204 | 0 | 0 | 0 | 0 | 0.02131 | 0.013343 | 0.032 | 0.032
L3 | CAV.1003.L3 | CAV | _ | LCAV | 1.0377 | 19.375 | 0 | 1300 | 0 | 974.912 | 0 | 0 | 1003.2456 | 0 | 0 | 0 | 8.8781 | 634.8336 | -27.0068 | 8.5251 | 200.101 | 7.1791 | 11.5214 | 0 | 0 | 0 | 0 | 0.022617 | 0.012698 | 0.032 | 0.032
L3 | CAV.1004.L3 | CAV | _ | LCAV | 1.0377 | 19.375 | 0 | 1300 | 0 | 976.2956 | 0 | 0 | 1004.6292 | 0 | 0 | 0 | 8.8975 | 711.7685 | -28.5978 | 8.5255 | 180.7373 | 6.8161 | 11.5226 | 0 | 0 | 0 | 0 | 0.023923 | 0.012055 | 0.032 | 0.032
L3 | CAV.1006.L3 | CAV | _ | LCAV | 1.0377 | 19.375 | 0 | 1300 | 0 | 977.6792 | 0 | 0 | 1006.0128 | 0 | 0 | 0 | 8.9169 | 793.1058 | -30.1887 | 8.5258 | 162.3783 | 6.4529 | 11.5239 | 0 | 0 | 0 | 0 | 0.025225 | 0.011414 | 0.032 | 0.032
L3 | CAV.1007.L3 | CAV | _ | LCAV | 1.0377 | 19.375 | 0 | 1300 | 0 | 979.0628 | 0 | 0 | 1007.3964 | 0 | 0 | 0 | 8.9362 | 878.8451 | -31.7793 | 8.526 | 145.0243 | 6.0898 | 11.5253 | 0 | 0 | 0 | 0 | 0.026525 | 0.010775 | 0.032 | 0.032
L3 | CAV.1008.L3 | CAV | _ | LCAV | 1.0377 | 19.375 | 0 | 1300 | 0 | 980.4464 | 0 | 0 | 1008.78 | 0 | 0 | 0 | 8.9556 | 968.9857 | -33.3697 | 8.5263 | 128.6753 | 5.7266 | 11.5269 | 0 | 0 | 0 | 0 | 0.027822 | 0.010139 | 0.032 | 0.032
L3 | CAV.1010.L3 | CAV | _ | LCAV | 1.0377 | 19.375 | 0 | 1300 | 0 | 981.83 | 0 | 0 | 1010.1636 | 0 | 0 | 0 | 8.975 | 1063.5271 | -34.96 | 8.5265 | 113.3313 | 5.3633 | 11.5287 | 0 | 0 | 0 | 0 | 0.029116 | 0.0095046 | 0.032 | 0.032
L3 | BPM.1010.L3 | BPM | _ | MONI | 0 | 0 | 0 | 0 | 0 | 982.6282 | 0 | 0 | 1010.9618 | 0 | 0 | 0 | 8.975 | 1083.1455 | -35.2812 | 8.5265 | 110.3559 | 5.29 | 11.5291 | 0 | 0 | 0 | 0 | 0.029383 | 0.009379 | 0.022 | 0.022
L3 | Q.1011.L3 | Q | Q.61.L3 | QUAD | 0.3 | 0.0754 | 0 | 0 | 0 | 982.8532 | 0 | 0 | 1011.1868 | 0 | 0 | 0 | 8.975 | 1085.0037 | 46.7488 | 8.5266 | 108.8756 | -2.9589 | 11.5297 | 0 | 0 | 0 | 0 | 0.029408 | 0.0093159 | 0.037 | 0.037
L3 | CX.1011.L3 | CX | _ | HKIC | 0 | 0 | 0 | 0 | 0 | 983.0032 | 0 | 0 | 1011.3368 | 0 | 0 | 0 | 8.975 | 1085.0037 | 46.7488 | 8.5266 | 108.8756 | -2.9589 | 11.5297 | 0 | 0 | 0 | 0 | 0.029408 | 0.0093159 | 0.037 | 0.037
L3 | ACCEND.1011.L3 | ACCEND | _ | MARK | 0 | 0 | 0 | 0 | 0 | 983.3956 | 0 | 0 | 1011.7292 | 0 | 0 | 0 | 8.975 | 1048.6256 | 45.9581 | 8.5266 | 111.2116 | -2.9941 | 11.5303 | 0 | 0 | 0 | 0 | 0.028911 | 0.0094153 | #N/A | #N/A
L3 | ACCSTART.1011.L3 | ACCSTART | _ | MARK | 0 | 0 | 0 | 0 | 0 | 983.3956 | 0 | 0 | 1011.7292 | 0 | 0 | 0 | 8.975 | 1048.6256 | 45.9581 | 8.5266 | 111.2116 | -2.9941 | 11.5303 | 0 | 0 | 0 | 0 | 0.028911 | 0.0094153 | #N/A | #N/A
L3 | CAV.1012.L3 | CAV | _ | LCAV | 1.0377 | 19.375 | 0 | 1300 | 0 | 984.136 | 0 | 0 | 1012.4696 | 0 | 0 | 0 | 8.9944 | 936.0702 | 43.4214 | 8.5268 | 118.8945 | -3.1068 | 11.532 | 0 | 0 | 0 | 0 | 0.027286 | 0.0097245 | 0.032 | 0.032
L3 | CAV.1013.L3 | CAV | _ | LCAV | 1.0377 | 19.375 | 0 | 1300 | 0 | 985.5196 | 0 | 0 | 1013.8532 | 0 | 0 | 0 | 9.0137 | 819.7714 | 40.634 | 8.5271 | 127.6631 | -3.2306 | 11.5338 | 0 | 0 | 0 | 0 | 0.025508 | 0.010066 | 0.032 | 0.032
L3 | CAV.1015.L3 | CAV | _ | LCAV | 1.0377 | 19.375 | 0 | 1300 | 0 | 986.9032 | 0 | 0 | 1015.2368 | 0 | 0 | 0 | 9.0331 | 711.1861 | 37.8464 | 8.5274 | 136.7742 | -3.3544 | 11.5355 | 0 | 0 | 0 | 0 | 0.023733 | 0.010408 | 0.032 | 0.032
L3 | CAV.1016.L3 | CAV | _ | LCAV | 1.0377 | 19.375 | 0 | 1300 | 0 | 988.2868 | 0 | 0 | 1016.6204 | 0 | 0 | 0 | 9.0525 | 610.3151 | 35.0585 | 8.5277 | 146.2279 | -3.4782 | 11.537 | 0 | 0 | 0 | 0 | 0.021962 | 0.01075 | 0.032 | 0.032
L3 | CAV.1018.L3 | CAV | _ | LCAV | 1.0377 | 19.375 | 0 | 1300 | 0 | 989.6704 | 0 | 0 | 1018.004 | 0 | 0 | 0 | 9.0719 | 517.159 | 32.2704 | 8.5281 | 156.0241 | -3.602 | 11.5385 | 0 | 0 | 0 | 0 | 0.020195 | 0.011092 | 0.032 | 0.032
L3 | CAV.1019.L3 | CAV | _ | LCAV | 1.0377 | 19.375 | 0 | 1300 | 0 | 991.054 | 0 | 0 | 1019.3876 | 0 | 0 | 0 | 9.0912 | 431.7184 | 29.4821 | 8.5286 | 166.1628 | -3.7257 | 11.5398 | 0 | 0 | 0 | 0 | 0.018432 | 0.011435 | 0.032 | 0.032
L3 | CAV.1020.L3 | CAV | _ | LCAV | 1.0377 | 19.375 | 0 | 1300 | 0 | 992.4376 | 0 | 0 | 1020.7712 | 0 | 0 | 0 | 9.1106 | 353.9937 | 26.6936 | 8.5291 | 176.6438 | -3.8494 | 11.5411 | 0 | 0 | 0 | 0 | 0.016672 | 0.011777 | 0.032 | 0.032
L3 | CAV.1022.L3 | CAV | _ | LCAV | 1.0377 | 19.375 | 0 | 1300 | 0 | 993.8212 | 0 | 0 | 1022.1548 | 0 | 0 | 0 | 9.13 | 283.9855 | 23.905 | 8.5298 | 187.4671 | -3.9731 | 11.5423 | 0 | 0 | 0 | 0 | 0.014917 | 0.01212 | 0.032 | 0.032
L3 | BPM.1022.L3 | BPM | _ | MONI | 0 | 0 | 0 | 0 | 0 | 994.6194 | 0 | 0 | 1022.953 | 0 | 0 | 0 | 9.13 | 270.7895 | 23.342 | 8.53 | 189.6935 | -3.9981 | 11.5426 | 0 | 0 | 0 | 0 | 0.014566 | 0.012192 | 0.022 | 0.022
L3 | Q.1023.L3 | Q | Q.62.L3 | QUAD | 0.3 | -0.093 | 0 | 0 | 0 | 994.8444 | 0 | 0 | 1023.178 | 0 | 0 | 0 | 9.13 | 260.8381 | -1.4529 | 8.5302 | 187.398 | 13.5672 | 11.5429 | 0 | 0 | 0 | 0 | 0.014296 | 0.012118 | 0.037 | 0.037
L3 | CY.1023.L3 | CY | _ | VKIC | 0 | 0 | 0 | 0 | 0 | 994.9944 | 0 | 0 | 1023.328 | 0 | 0 | 0 | 9.13 | 260.8381 | -1.4529 | 8.5302 | 187.398 | 13.5672 | 11.5429 | 0 | 0 | 0 | 0 | 0.014296 | 0.012118 | 0.037 | 0.037
L3 | ACCEND.1023.L3 | ACCEND | _ | MARK | 0 | 0 | 0 | 0 | 0 | 995.3868 | 0 | 0 | 1023.7204 | 0 | 0 | 0 | 9.13 | 261.9802 | -1.4575 | 8.5305 | 176.9026 | 13.1797 | 11.5432 | 0 | 0 | 0 | 0 | 0.014328 | 0.011774 | #N/A | #N/A
L3 | ACCSTART.1023.L3 | ACCSTART | _ | MARK | 0 | 0 | 0 | 0 | 0 | 995.3868 | 0 | 0 | 1023.7204 | 0 | 0 | 0 | 9.13 | 261.9802 | -1.4575 | 8.5305 | 176.9026 | 13.1797 | 11.5432 | 0 | 0 | 0 | 0 | 0.014328 | 0.011774 | #N/A | #N/A
L3 | CAV.1024.L3 | CAV | _ | LCAV | 1.0377 | 19.375 | 0 | 1300 | 0 | 996.1272 | 0 | 0 | 1024.4608 | 0 | 0 | 0 | 9.1494 | 265.6698 | -1.4723 | 8.5312 | 145.2742 | 11.9362 | 11.5445 | 0 | 0 | 0 | 0 | 0.014413 | 0.010658 | 0.032 | 0.032
L3 | CAV.1025.L3 | CAV | _ | LCAV | 1.0377 | 19.375 | 0 | 1300 | 0 | 997.5108 | 0 | 0 | 1025.8444 | 0 | 0 | 0 | 9.1687 | 269.7664 | -1.4885 | 8.532 | 114.1349 | 10.5699 | 11.5462 | 0 | 0 | 0 | 0 | 0.014508 | 0.0094369 | 0.032 | 0.032
L3 | CAV.1027.L3 | CAV | _ | LCAV | 1.0377 | 19.375 | 0 | 1300 | 0 | 998.8944 | 0 | 0 | 1027.228 | 0 | 0 | 0 | 9.1881 | 273.9078 | -1.5047 | 8.5329 | 86.7765 | 9.2035 | 11.5484 | 0 | 0 | 0 | 0 | 0.014604 | 0.0082198 | 0.032 | 0.032
L3 | CAV.1028.L3 | CAV | _ | LCAV | 1.0377 | 19.375 | 0 | 1300 | 0 | 1000.278 | 0 | 0 | 1028.6116 | 0 | 0 | 0 | 9.2075 | 278.0941 | -1.5209 | 8.5336 | 63.1993 | 7.837 | 11.5514 | 0 | 0 | 0 | 0 | 0.014699 | 0.0070074 | 0.032 | 0.032
L3 | CAV.1030.L3 | CAV | _ | LCAV | 1.0377 | 19.375 | 0 | 1300 | 0 | 1001.6616 | 0 | 0 | 1029.9952 | 0 | 0 | 0 | 9.2269 | 282.3251 | -1.5371 | 8.5344 | 43.4033 | 6.4706 | 11.5556 | 0 | 0 | 0 | 0 | 0.014795 | 0.0058011 | 0.032 | 0.032
L3 | CAV.1031.L3 | CAV | _ | LCAV | 1.0377 | 19.375 | 0 | 1300 | 0 | 1003.0452 | 0 | 0 | 1031.3788 | 0 | 0 | 0 | 9.2462 | 286.6009 | -1.5532 | 8.5352 | 27.3886 | 5.1041 | 11.562 | 0 | 0 | 0 | 0 | 0.014891 | 0.0046034 | 0.032 | 0.032
L3 | CAV.1032.L3 | CAV | _ | LCAV | 1.0377 | 19.375 | 0 | 1300 | 0 | 1004.4288 | 0 | 0 | 1032.7624 | 0 | 0 | 0 | 9.2656 | 290.9215 | -1.5694 | 8.536 | 15.1555 | 3.7375 | 11.5728 | 0 | 0 | 0 | 0 | 0.014987 | 0.0034208 | 0.032 | 0.032
L3 | CAV.1034.L3 | CAV | _ | LCAV | 1.0377 | 19.375 | 0 | 1300 | 0 | 1005.8124 | 0 | 0 | 1034.146 | 0 | 0 | 0 | 9.285 | 295.2868 | -1.5856 | 8.5367 | 6.7038 | 2.3709 | 11.5947 | 0 | 0 | 0 | 0 | 0.015084 | 0.0022727 | 0.032 | 0.032
L3 | BPM.1034.L3 | BPM | _ | MONI | 0 | 0 | 0 | 0 | 0 | 1006.6106 | 0 | 0 | 1034.9442 | 0 | 0 | 0 | 9.285 | 296.1734 | -1.5889 | 8.5369 | 5.4565 | 2.0951 | 11.6021 | 0 | 0 | 0 | 0 | 0.015106 | 0.0020504 | 0.022 | 0.022
L3 | Q.1035.L3 | Q | Q.63.L3 | QUAD | 0.3 | 0.0735 | 0 | 0 | 0 | 1006.8356 | 0 | 0 | 1035.1692 | 0 | 0 | 0 | 9.285 | 290.8631 | 19.9494 | 8.5371 | 4.1212 | 1.4261 | 11.6147 | 0 | 0 | 0 | 0 | 0.01497 | 0.0017819 | 0.037 | 0.037
L3 | CX.1035.L3 | CX | _ | HKIC | 0 | 0 | 0 | 0 | 0 | 1006.9856 | 0 | 0 | 1035.3192 | 0 | 0 | 0 | 9.285 | 290.8631 | 19.9494 | 8.5371 | 4.1212 | 1.4261 | 11.6147 | 0 | 0 | 0 | 0 | 0.01497 | 0.0017819 | 0.037 | 0.037
L3 | ACCEND.1035.L3 | ACCEND | _ | MARK | 0 | 0 | 0 | 0 | 0 | 1007.378 | 0 | 0 | 1035.7116 | 0 | 0 | 0 | 9.285 | 275.418 | 19.4112 | 8.5373 | 3.1153 | 1.1372 | 11.6322 | 0 | 0 | 0 | 0 | 0.014567 | 0.0015493 | #N/A | #N/A
L3 | ACCSTART.1035.L3 | ACCSTART | _ | MARK | 0 | 0 | 0 | 0 | 0 | 1007.378 | 0 | 0 | 1035.7116 | 0 | 0 | 0 | 9.285 | 275.418 | 19.4112 | 8.5373 | 3.1153 | 1.1372 | 11.6322 | 0 | 0 | 0 | 0 | 0.014567 | 0.0015493 | #N/A | #N/A
L3 | CAV.1036.L3 | CAV | _ | LCAV | 1.0377 | 19.375 | 0 | 1300 | 0 | 1008.1184 | 0 | 0 | 1036.452 | 0 | 0 | 0 | 9.3044 | 228.7041 | 17.684 | 8.5381 | 1.4185 | 0.2102 | 11.7344 | 0 | 0 | 0 | 0 | 0.013261 | 0.0010443 | 0.032 | 0.032
L3 | CAV.1037.L3 | CAV | _ | LCAV | 1.0377 | 19.375 | 0 | 1300 | 0 | 1009.502 | 0 | 0 | 1037.8356 | 0 | 0 | 0 | 9.3237 | 182.3946 | 15.7863 | 8.5392 | 2.246 | -0.8083 | 11.8756 | 0 | 0 | 0 | 0 | 0.01183 | 0.0013128 | 0.032 | 0.032
L3 | CAV.1039.L3 | CAV | _ | LCAV | 1.0377 | 19.375 | 0 | 1300 | 0 | 1010.8856 | 0 | 0 | 1039.2192 | 0 | 0 | 0 | 9.3431 | 141.3368 | 13.8884 | 8.5405 | 5.8918 | -1.8268 | 11.9377 | 0 | 0 | 0 | 0 | 0.010403 | 0.002124 | 0.032 | 0.032
L3 | CAV.1040.L3 | CAV | _ | LCAV | 1.0377 | 19.375 | 0 | 1300 | 0 | 1012.2692 | 0 | 0 | 1040.6028 | 0 | 0 | 0 | 9.3625 | 105.5308 | 11.9905 | 8.5423 | 12.356 | -2.8452 | 11.9636 | 0 | 0 | 0 | 0 | 0.0089798 | 0.0030727 | 0.032 | 0.032
L3 | CAV.1042.L3 | CAV | _ | LCAV | 1.0377 | 19.375 | 0 | 1300 | 0 | 1013.6528 | 0 | 0 | 1041.9864 | 0 | 0 | 0 | 9.3819 | 74.9769 | 10.0925 | 8.5448 | 21.6385 | -3.8637 | 11.9771 | 0 | 0 | 0 | 0 | 0.0075612 | 0.004062 | 0.032 | 0.032
L3 | CAV.1043.L3 | CAV | _ | LCAV | 1.0377 | 19.375 | 0 | 1300 | 0 | 1015.0364 | 0 | 0 | 1043.37 | 0 | 0 | 0 | 9.4012 | 49.6752 | 8.1944 | 8.5484 | 33.7393 | -4.8821 | 11.9852 | 0 | 0 | 0 | 0 | 0.0061483 | 0.005067 | 0.032 | 0.032
L3 | CAV.1044.L3 | CAV | _ | LCAV | 1.0377 | 19.375 | 0 | 1300 | 0 | 1016.42 | 0 | 0 | 1044.7536 | 0 | 0 | 0 | 9.4206 | 29.6258 | 6.2963 | 8.5542 | 48.6583 | -5.9006 | 11.9907 | 0 | 0 | 0 | 0 | 0.0047432 | 0.0060787 | 0.032 | 0.032
L3 | CAV.1046.L3 | CAV | _ | LCAV | 1.0377 | 19.375 | 0 | 1300 | 0 | 1017.8036 | 0 | 0 | 1046.1372 | 0 | 0 | 0 | 9.44 | 14.8289 | 4.3982 | 8.5647 | 66.3954 | -6.9189 | 11.9945 | 0 | 0 | 0 | 0 | 0.0033523 | 0.0070934 | 0.032 | 0.032
L3 | BPM.1046.L3 | BPM | _ | MONI | 0 | 0 | 0 | 0 | 0 | 1018.6018 | 0 | 0 | 1046.9354 | 0 | 0 | 0 | 9.44 | 12.4792 | 4.015 | 8.568 | 70.3177 | -7.1245 | 11.9952 | 0 | 0 | 0 | 0 | 0.0030753 | 0.0073 | 0.022 | 0.022
L3 | Q.1047.L3 | Q | Q.64.L3 | QUAD | 0.3 | -0.0831 | 0 | 0 | 0 | 1018.8268 | 0 | 0 | 1047.1604 | 0 | 0 | 0 | 9.44 | 9.9213 | 2.6865 | 8.5734 | 73.9283 | -1.2091 | 11.996 | 0 | 0 | 0 | 0 | 0.002742 | 0.007485 | 0.037 | 0.037
L3 | CY.1047.L3 | CY | _ | VKIC | 0 | 0 | 0 | 0 | 0 | 1018.9768 | 0 | 0 | 1047.3104 | 0 | 0 | 0 | 9.44 | 9.9213 | 2.6865 | 8.5734 | 73.9283 | -1.2091 | 11.996 | 0 | 0 | 0 | 0 | 0.002742 | 0.007485 | 0.037 | 0.037
L3 | ACCEND.1047.L3 | ACCEND | _ | MARK | 0 | 0 | 0 | 0 | 0 | 1019.3692 | 0 | 0 | 1047.7028 | 0 | 0 | 0 | 9.44 | 7.9405 | 2.3615 | 8.5804 | 74.8823 | -1.2222 | 11.9969 | 0 | 0 | 0 | 0 | 0.0024531 | 0.0075332 | #N/A | #N/A
L3 | ACCSTART.1047.L3 | ACCSTART | _ | MARK | 0 | 0 | 0 | 0 | 0 | 1019.3692 | 0 | 0 | 1047.7028 | 0 | 0 | 0 | 9.44 | 7.9405 | 2.3615 | 8.5804 | 74.8823 | -1.2222 | 11.9969 | 0 | 0 | 0 | 0 | 0.0024531 | 0.0075332 | #N/A | #N/A
L3 | CAV.1048.L3 | CAV | _ | LCAV | 1.0377 | 19.375 | 0 | 1300 | 0 | 1020.1096 | 0 | 0 | 1048.4432 | 0 | 0 | 0 | 9.4594 | 3.3064 | 1.3185 | 8.6199 | 78.0132 | -1.264 | 11.9995 | 0 | 0 | 0 | 0 | 0.0015813 | 0.0076812 | 0.032 | 0.032
L3 | CAV.1049.L3 | CAV | _ | LCAV | 1.0377 | 19.375 | 0 | 1300 | 0 | 1021.4932 | 0 | 0 | 1049.8268 | 0 | 0 | 0 | 9.4787 | 1.2433 | 0.1726 | 8.7394 | 81.5746 | -1.31 | 12.0022 | 0 | 0 | 0 | 0 | 0.0009687 | 0.0078465 | 0.032 | 0.032
L3 | CAV.1051.L3 | CAV | _ | LCAV | 1.0377 | 19.375 | 0 | 1300 | 0 | 1022.8768 | 0 | 0 | 1051.2104 | 0 | 0 | 0 | 9.4981 | 2.3514 | -0.9734 | 8.8895 | 85.2633 | -1.356 | 12.0049 | 0 | 0 | 0 | 0 | 0.0013308 | 0.0080138 | 0.032 | 0.032
L3 | CAV.1052.L3 | CAV | _ | LCAV | 1.0377 | 19.375 | 0 | 1300 | 0 | 1024.2604 | 0 | 0 | 1052.594 | 0 | 0 | 0 | 9.5175 | 6.6304 | -2.1193 | 8.9465 | 89.0793 | -1.402 | 12.0074 | 0 | 0 | 0 | 0 | 0.0022325 | 0.0081828 | 0.032 | 0.032
L3 | CAV.1053.L3 | CAV | _ | LCAV | 1.0377 | 19.375 | 0 | 1300 | 0 | 1025.644 | 0 | 0 | 1053.9776 | 0 | 0 | 0 | 9.5369 | 14.0804 | -3.2652 | 8.9693 | 93.0224 | -1.4479 | 12.0098 | 0 | 0 | 0 | 0 | 0.00325 | 0.0083534 | 0.032 | 0.032
L3 | CAV.1055.L3 | CAV | _ | LCAV | 1.0377 | 19.375 | 0 | 1300 | 0 | 1027.0276 | 0 | 0 | 1055.3612 | 0 | 0 | 0 | 9.5562 | 24.7014 | -4.4111 | 8.9812 | 97.0928 | -1.4939 | 12.0121 | 0 | 0 | 0 | 0 | 0.0043002 | 0.0085256 | 0.032 | 0.032
L3 | CAV.1056.L3 | CAV | _ | LCAV | 1.0377 | 19.375 | 0 | 1300 | 0 | 1028.4112 | 0 | 0 | 1056.7448 | 0 | 0 | 0 | 9.5756 | 38.4933 | -5.557 | 8.9883 | 101.2903 | -1.5398 | 12.0144 | 0 | 0 | 0 | 0 | 0.0053627 | 0.0086991 | 0.032 | 0.032
L3 | CAV.1058.L3 | CAV | _ | LCAV | 1.0377 | 19.375 | 0 | 1300 | 0 | 1029.7948 | 0 | 0 | 1058.1284 | 0 | 0 | 0 | 9.595 | 55.456 | -6.7028 | 8.9931 | 105.6149 | -1.5858 | 12.0165 | 0 | 0 | 0 | 0 | 0.0064302 | 0.0088739 | 0.032 | 0.032
L3 | BPM.1058.L3 | BPM | _ | MONI | 0 | 0 | 0 | 0 | 0 | 1030.593 | 0 | 0 | 1058.9266 | 0 | 0 | 0 | 9.595 | 59.2648 | -6.9341 | 8.9938 | 106.5034 | -1.5951 | 12.0169 | 0 | 0 | 0 | 0 | 0.0066474 | 0.0089111 | 0.022 | 0.022
L3 | Q.1059.L3 | Q | Q.65.L3 | QUAD | 0.3 | 0.0841 | 0 | 0 | 0 | 1030.818 | 0 | 0 | 1059.1516 | 0 | 0 | 0 | 9.595 | 63.0021 | -1.9033 | 8.9948 | 110.4365 | -10.8179 | 12.0175 | 0 | 0 | 0 | 0 | 0.0068538 | 0.0090742 | 0.037 | 0.037
L3 | CX.1059.L3 | CX | _ | HKIC | 0 | 0 | 0 | 0 | 0 | 1030.968 | 0 | 0 | 1059.3016 | 0 | 0 | 0 | 9.595 | 63.0021 | -1.9033 | 8.9948 | 110.4365 | -10.8179 | 12.0175 | 0 | 0 | 0 | 0 | 0.0068538 | 0.0090742 | 0.037 | 0.037
L3 | ACCEND.1059.L3 | ACCEND | _ | MARK | 0 | 0 | 0 | 0 | 0 | 1031.3604 | 0 | 0 | 1059.694 | 0 | 0 | 0 | 9.595 | 64.5071 | -1.9321 | 8.9958 | 119.0909 | -11.2373 | 12.018 | 0 | 0 | 0 | 0 | 0.0069351 | 0.009423 | #N/A | #N/A
L3 | ACCSTART.1059.L3 | ACCSTART | _ | MARK | 0 | 0 | 0 | 0 | 0 | 1031.3604 | 0 | 0 | 1059.694 | 0 | 0 | 0 | 9.595 | 64.5071 | -1.9321 | 8.9958 | 119.0909 | -11.2373 | 12.018 | 0 | 0 | 0 | 0 | 0.0069351 | 0.009423 | #N/A | #N/A
L3 | CAV.1060.L3 | CAV | _ | LCAV | 1.0377 | 19.375 | 0 | 1300 | 0 | 1032.1008 | 0 | 0 | 1060.4344 | 0 | 0 | 0 | 9.6144 | 69.4895 | -2.0244 | 8.9988 | 149.088 | -12.583 | 12.0195 | 0 | 0 | 0 | 0 | 0.0071907 | 0.010533 | 0.032 | 0.032
L3 | CAV.1061.L3 | CAV | _ | LCAV | 1.0377 | 19.375 | 0 | 1300 | 0 | 1033.4844 | 0 | 0 | 1061.818 | 0 | 0 | 0 | 9.6337 | 75.2318 | -2.1258 | 9.0018 | 185.9535 | -14.0615 | 12.0208 | 0 | 0 | 0 | 0 | 0.0074744 | 0.011751 | 0.032 | 0.032
L3 | CAV.1063.L3 | CAV | _ | LCAV | 1.0377 | 19.375 | 0 | 1300 | 0 | 1034.868 | 0 | 0 | 1063.2016 | 0 | 0 | 0 | 9.6531 | 81.2547 | -2.2273 | 9.0047 | 226.9102 | -15.54 | 12.0219 | 0 | 0 | 0 | 0 | 0.0077601 | 0.012968 | 0.032 | 0.032
L3 | CAV.1064.L3 | CAV | _ | LCAV | 1.0377 | 19.375 | 0 | 1300 | 0 | 1036.2516 | 0 | 0 | 1064.5852 | 0 | 0 | 0 | 9.6725 | 87.5583 | -2.3287 | 9.0073 | 271.9579 | -17.0183 | 12.0228 | 0 | 0 | 0 | 0 | 0.0080474 | 0.014183 | 0.032 | 0.032
L3 | CAV.1065.L3 | CAV | _ | LCAV | 1.0377 | 19.375 | 0 | 1300 | 0 | 1037.6352 | 0 | 0 | 1065.9688 | 0 | 0 | 0 | 9.6919 | 94.1425 | -2.4301 | 9.0097 | 321.0963 | -18.4965 | 12.0235 | 0 | 0 | 0 | 0 | 0.0083361 | 0.015395 | 0.032 | 0.032
L3 | CAV.1067.L3 | CAV | _ | LCAV | 1.0377 | 19.375 | 0 | 1300 | 0 | 1039.0188 | 0 | 0 | 1067.3524 | 0 | 0 | 0 | 9.7112 | 101.0073 | -2.5315 | 9.0119 | 374.3252 | -19.9747 | 12.0242 | 0 | 0 | 0 | 0 | 0.0086261 | 0.016606 | 0.032 | 0.032
L3 | CAV.1068.L3 | CAV | _ | LCAV | 1.0377 | 19.375 | 0 | 1300 | 0 | 1040.4024 | 0 | 0 | 1068.736 | 0 | 0 | 0 | 9.7306 | 108.1527 | -2.6328 | 9.0141 | 431.6443 | -21.4527 | 12.0247 | 0 | 0 | 0 | 0 | 0.0089171 | 0.017814 | 0.032 | 0.032
L3 | CAV.1070.L3 | CAV | _ | LCAV | 1.0377 | 19.375 | 0 | 1300 | 0 | 1041.786 | 0 | 0 | 1070.1196 | 0 | 0 | 0 | 9.75 | 115.5785 | -2.7342 | 9.016 | 493.0534 | -22.9307 | 12.0252 | 0 | 0 | 0 | 0 | 0.009209 | 0.01902 | 0.032 | 0.032
L3 | BPM.1070.L3 | BPM | _ | MONI | 0 | 0 | 0 | 0 | 0 | 1042.5842 | 0 | 0 | 1070.9178 | 0 | 0 | 0 | 9.75 | 117.1116 | -2.7547 | 9.0164 | 505.9458 | -23.2291 | 12.0253 | 0 | 0 | 0 | 0 | 0.0092698 | 0.019267 | 0.022 | 0.022
L3 | Q.1071.L3 | Q | Q.66.L3 | QUAD | 0.3 | -0.0841 | 0 | 0 | 0 | 1042.8092 | 0 | 0 | 1071.1428 | 0 | 0 | 0 | 9.75 | 122.2062 | -12.9741 | 9.0169 | 510.5375 | 19.6689 | 12.0254 | 0 | 0 | 0 | 0 | 0.0094693 | 0.019355 | 0.037 | 0.037
L3 | CY.1071.L3 | CY | _ | VKIC | 0 | 0 | 0 | 0 | 0 | 1042.9592 | 0 | 0 | 1071.2928 | 0 | 0 | 0 | 9.75 | 122.2062 | -12.9741 | 9.0169 | 510.5375 | 19.6689 | 12.0254 | 0 | 0 | 0 | 0 | 0.0094693 | 0.019355 | 0.037 | 0.037
L3 | ACCEND.1071.L3 | ACCEND | _ | MARK | 0 | 0 | 0 | 0 | 0 | 1043.3516 | 0 | 0 | 1071.6852 | 0 | 0 | 0 | 9.75 | 132.6016 | -13.5178 | 9.0174 | 495.2184 | 19.3708 | 12.0255 | 0 | 0 | 0 | 0 | 0.0098639 | 0.019062 | #N/A | #N/A
L3 | ACCSTART.1071.L3 | ACCSTART | _ | MARK | 0 | 0 | 0 | 0 | 0 | 1043.3516 | 0 | 0 | 1071.6852 | 0 | 0 | 0 | 9.75 | 132.6016 | -13.5178 | 9.0174 | 495.2184 | 19.3708 | 12.0255 | 0 | 0 | 0 | 0 | 0.0098639 | 0.019062 | #N/A | #N/A
L3 | CAV.1072.L3 | CAV | _ | LCAV | 1.0377 | 19.375 | 0 | 1300 | 0 | 1044.092 | 0 | 0 | 1072.4256 | 0 | 0 | 0 | 9.7694 | 168.8445 | -15.2625 | 9.0187 | 447.6354 | 18.4145 | 12.026 | 0 | 0 | 0 | 0 | 0.011119 | 0.018105 | 0.032 | 0.032
L3 | CAV.1073.L3 | CAV | _ | LCAV | 1.0377 | 19.375 | 0 | 1300 | 0 | 1045.4756 | 0 | 0 | 1073.8092 | 0 | 0 | 0 | 9.7887 | 213.731 | -17.1793 | 9.0199 | 398.1328 | 17.3637 | 12.0265 | 0 | 0 | 0 | 0 | 0.012498 | 0.017058 | 0.032 | 0.032
L3 | CAV.1075.L3 | CAV | _ | LCAV | 1.0377 | 19.375 | 0 | 1300 | 0 | 1046.8592 | 0 | 0 | 1075.1928 | 0 | 0 | 0 | 9.8081 | 263.9217 | -19.0961 | 9.0208 | 351.5382 | 16.3128 | 12.0271 | 0 | 0 | 0 | 0 | 0.013875 | 0.016013 | 0.032 | 0.032
L3 | CAV.1076.L3 | CAV | _ | LCAV | 1.0377 | 19.375 | 0 | 1300 | 0 | 1048.2428 | 0 | 0 | 1076.5764 | 0 | 0 | 0 | 9.8275 | 319.4163 | -21.0127 | 9.0216 | 307.8518 | 15.2618 | 12.0277 | 0 | 0 | 0 | 0 | 0.015249 | 0.01497 | 0.032 | 0.032
L3 | CAV.1077.L3 | CAV | _ | LCAV | 1.0377 | 19.375 | 0 | 1300 | 0 | 1049.6264 | 0 | 0 | 1077.96 | 0 | 0 | 0 | 9.8469 | 380.2146 | -22.9293 | 9.0222 | 267.0738 | 14.2107 | 12.0285 | 0 | 0 | 0 | 0 | 0.01662 | 0.01393 | 0.032 | 0.032
L3 | CAV.1079.L3 | CAV | _ | LCAV | 1.0377 | 19.375 | 0 | 1300 | 0 | 1051.01 | 0 | 0 | 1079.3436 | 0 | 0 | 0 | 9.8662 | 446.3161 | -24.8457 | 9.0227 | 229.2044 | 13.1595 | 12.0294 | 0 | 0 | 0 | 0 | 0.01799 | 0.012892 | 0.032 | 0.032
L3 | CAV.1080.L3 | CAV | _ | LCAV | 1.0377 | 19.375 | 0 | 1300 | 0 | 1052.3936 | 0 | 0 | 1080.7272 | 0 | 0 | 0 | 9.8856 | 517.7207 | -26.762 | 9.0232 | 194.2439 | 12.1083 | 12.0304 | 0 | 0 | 0 | 0 | 0.019356 | 0.011856 | 0.032 | 0.032
L3 | CAV.1082.L3 | CAV | _ | LCAV | 1.0377 | 19.375 | 0 | 1300 | 0 | 1053.7772 | 0 | 0 | 1082.1108 | 0 | 0 | 0 | 9.905 | 594.4279 | -28.6782 | 9.0236 | 162.1924 | 11.057 | 12.0317 | 0 | 0 | 0 | 0 | 0.02072 | 0.010823 | 0.032 | 0.032
L3 | BPM.1082.L3 | BPM | _ | MONI | 0 | 0 | 0 | 0 | 0 | 1054.5754 | 0 | 0 | 1082.909 | 0 | 0 | 0 | 9.905 | 610.5556 | -29.0651 | 9.0237 | 156.0752 | 10.8448 | 12.032 | 0 | 0 | 0 | 0 | 0.021 | 0.010617 | 0.022 | 0.022
L3 | Q.1083.L3 | Q | Q.67.L3 | QUAD | 0.3 | 0.0841 | 0 | 0 | 0 | 1054.8004 | 0 | 0 | 1083.134 | 0 | 0 | 0 | 9.905 | 616.8707 | 22.732 | 9.0238 | 151.8694 | -2.1043 | 12.0323 | 0 | 0 | 0 | 0 | 0.021108 | 0.010473 | 0.037 | 0.037
L3 | CX.1083.L3 | CX | _ | HKIC | 0 | 0 | 0 | 0 | 0 | 1054.9504 | 0 | 0 | 1083.284 | 0 | 0 | 0 | 9.905 | 616.8707 | 22.732 | 9.0238 | 151.8694 | -2.1043 | 12.0323 | 0 | 0 | 0 | 0 | 0.021108 | 0.010473 | 0.037 | 0.037
L3 | ACCEND.1083.L3 | ACCEND | _ | MARK | 0 | 0 | 0 | 0 | 0 | 1055.3428 | 0 | 0 | 1083.6764 | 0 | 0 | 0 | 9.905 | 599.1598 | 22.4027 | 9.0239 | 153.5264 | -2.1183 | 12.0328 | 0 | 0 | 0 | 0 | 0.020803 | 0.01053 | #N/A | #N/A
L3 | ACCSTART.1083.L3 | ACCSTART | _ | MARK | 0 | 0 | 0 | 0 | 0 | 1055.3428 | 0 | 0 | 1083.6764 | 0 | 0 | 0 | 9.905 | 599.1598 | 22.4027 | 9.0239 | 153.5264 | -2.1183 | 12.0328 | 0 | 0 | 0 | 0 | 0.020803 | 0.01053 | #N/A | #N/A
L3 | CAV.1084.L3 | CAV | _ | LCAV | 1.0377 | 19.375 | 0 | 1300 | 0 | 1056.0832 | 0 | 0 | 1084.4168 | 0 | 0 | 0 | 9.9244 | 544.0669 | 21.3462 | 9.0242 | 158.9181 | -2.1632 | 12.034 | 0 | 0 | 0 | 0 | 0.019804 | 0.010703 | 0.032 | 0.032
L3 | CAV.1085.L3 | CAV | _ | LCAV | 1.0377 | 19.375 | 0 | 1300 | 0 | 1057.4668 | 0 | 0 | 1085.8004 | 0 | 0 | 0 | 9.9437 | 486.604 | 20.1853 | 9.0247 | 164.9724 | -2.2125 | 12.0354 | 0 | 0 | 0 | 0 | 0.018711 | 0.010894 | 0.032 | 0.032
L3 | CAV.1087.L3 | CAV | _ | LCAV | 1.0377 | 19.375 | 0 | 1300 | 0 | 1058.8504 | 0 | 0 | 1087.184 | 0 | 0 | 0 | 9.9631 | 432.3536 | 19.0244 | 9.0251 | 171.163 | -2.2618 | 12.0367 | 0 | 0 | 0 | 0 | 0.01762 | 0.011086 | 0.032 | 0.032
L3 | CAV.1088.L3 | CAV | _ | LCAV | 1.0377 | 19.375 | 0 | 1300 | 0 | 1060.234 | 0 | 0 | 1088.5676 | 0 | 0 | 0 | 9.9825 | 381.3159 | 17.8633 | 9.0257 | 177.4901 | -2.3111 | 12.038 | 0 | 0 | 0 | 0 | 0.016531 | 0.011278 | 0.032 | 0.032
L3 | CAV.1089.L3 | CAV | _ | LCAV | 1.0377 | 19.375 | 0 | 1300 | 0 | 1061.6176 | 0 | 0 | 1089.9512 | 0 | 0 | 0 | 10.0019 | 333.4913 | 16.7021 | 9.0263 | 183.9534 | -2.3603 | 12.0392 | 0 | 0 | 0 | 0 | 0.015445 | 0.011471 | 0.032 | 0.032
L3 | CAV.1091.L3 | CAV | _ | LCAV | 1.0377 | 19.375 | 0 | 1300 | 0 | 1063.0012 | 0 | 0 | 1091.3348 | 0 | 0 | 0 | 10.0212 | 288.88 | 15.5409 | 9.027 | 190.5531 | -2.4096 | 12.0404 | 0 | 0 | 0 | 0 | 0.014361 | 0.011663 | 0.032 | 0.032
L3 | CAV.1092.L3 | CAV | _ | LCAV | 1.0377 | 19.375 | 0 | 1300 | 0 | 1064.3848 | 0 | 0 | 1092.7184 | 0 | 0 | 0 | 10.0406 | 247.4822 | 14.3795 | 9.0278 | 197.2891 | -2.4588 | 12.0415 | 0 | 0 | 0 | 0 | 0.013279 | 0.011856 | 0.032 | 0.032
L3 | CAV.1094.L3 | CAV | _ | LCAV | 1.0377 | 19.375 | 0 | 1300 | 0 | 1065.7684 | 0 | 0 | 1094.102 | 0 | 0 | 0 | 10.06 | 209.2981 | 13.2181 | 9.0288 | 204.1613 | -2.508 | 12.0426 | 0 | 0 | 0 | 0 | 0.0122 | 0.012049 | 0.032 | 0.032
L3 | BPM.1094.L3 | BPM | _ | MONI | 0 | 0 | 0 | 0 | 0 | 1066.5666 | 0 | 0 | 1094.9002 | 0 | 0 | 0 | 10.06 | 201.9799 | 12.9837 | 9.029 | 205.565 | -2.518 | 12.0428 | 0 | 0 | 0 | 0 | 0.011985 | 0.012091 | 0.022 | 0.022
L3 | Q.1095.L3 | Q | Q.68.L3 | QUAD | 0.3 | -0.0841 | 0 | 0 | 0 | 1066.7916 | 0 | 0 | 1095.1252 | 0 | 0 | 0 | 10.06 | 197.3194 | -3.7856 | 9.0293 | 202.2808 | 14.625 | 12.0431 | 0 | 0 | 0 | 0 | 0.011846 | 0.011994 | 0.037 | 0.037
L3 | CY.1095.L3 | CY | _ | VKIC | 0 | 0 | 0 | 0 | 0 | 1066.9416 | 0 | 0 | 1095.2752 | 0 | 0 | 0 | 10.06 | 197.3194 | -3.7856 | 9.0293 | 202.2808 | 14.625 | 12.0431 | 0 | 0 | 0 | 0 | 0.011846 | 0.011994 | 0.037 | 0.037
L3 | ACCEND.1095.L3 | ACCEND | _ | MARK | 0 | 0 | 0 | 0 | 0 | 1067.334 | 0 | 0 | 1095.6676 | 0 | 0 | 0 | 10.06 | 200.3023 | -3.8161 | 9.0296 | 190.9667 | 14.2082 | 12.0434 | 0 | 0 | 0 | 0 | 0.011935 | 0.011653 | #N/A | #N/A
L3 | ACCSTART.1095.L3 | ACCSTART | _ | MARK | 0 | 0 | 0 | 0 | 0 | 1067.334 | 0 | 0 | 1095.6676 | 0 | 0 | 0 | 10.06 | 200.3023 | -3.8161 | 9.0296 | 190.9667 | 14.2082 | 12.0434 | 0 | 0 | 0 | 0 | 0.011935 | 0.011653 | #N/A | #N/A
L3 | CAV.1096.L3 | CAV | _ | LCAV | 1.0377 | 19.375 | 0 | 1300 | 0 | 1068.0744 | 0 | 0 | 1096.408 | 0 | 0 | 0 | 10.0794 | 210.0366 | -3.9138 | 9.0306 | 156.8666 | 12.8705 | 12.0446 | 0 | 0 | 0 | 0 | 0.01221 | 0.010552 | 0.032 | 0.032
L3 | CAV.1097.L3 | CAV | _ | LCAV | 1.0377 | 19.375 | 0 | 1300 | 0 | 1069.458 | 0 | 0 | 1097.7916 | 0 | 0 | 0 | 10.0987 | 221.0154 | -4.0211 | 9.0316 | 123.285 | 11.4007 | 12.0462 | 0 | 0 | 0 | 0 | 0.012513 | 0.0093454 | 0.032 | 0.032
L3 | CAV.1099.L3 | CAV | _ | LCAV | 1.0377 | 19.375 | 0 | 1300 | 0 | 1070.8416 | 0 | 0 | 1099.1752 | 0 | 0 | 0 | 10.1181 | 232.291 | -4.1284 | 9.0326 | 93.7706 | 9.9309 | 12.0482 | 0 | 0 | 0 | 0 | 0.012816 | 0.0081425 | 0.032 | 0.032
L3 | CAV.1100.L3 | CAV | _ | LCAV | 1.0377 | 19.375 | 0 | 1300 | 0 | 1072.2252 | 0 | 0 | 1100.5588 | 0 | 0 | 0 | 10.1375 | 243.8634 | -4.2356 | 9.0335 | 68.3236 | 8.461 | 12.051 | 0 | 0 | 0 | 0 | 0.013118 | 0.0069438 | 0.032 | 0.032
L3 | CAV.1101.L3 | CAV | _ | LCAV | 1.0377 | 19.375 | 0 | 1300 | 0 | 1073.6088 | 0 | 0 | 1101.9424 | 0 | 0 | 0 | 10.1569 | 255.7327 | -4.3428 | 9.0344 | 46.9442 | 6.9911 | 12.0549 | 0 | 0 | 0 | 0 | 0.013421 | 0.0057502 | 0.032 | 0.032
L3 | CAV.1103.L3 | CAV | _ | LCAV | 1.0377 | 19.375 | 0 | 1300 | 0 | 1074.9924 | 0 | 0 | 1103.326 | 0 | 0 | 0 | 10.1762 | 267.8986 | -4.4501 | 9.0352 | 29.6323 | 5.5211 | 12.0608 | 0 | 0 | 0 | 0 | 0.013724 | 0.0045642 | 0.032 | 0.032
L3 | CAV.1104.L3 | CAV | _ | LCAV | 1.0377 | 19.375 | 0 | 1300 | 0 | 1076.376 | 0 | 0 | 1104.7096 | 0 | 0 | 0 | 10.1956 | 280.3612 | -4.5573 | 9.036 | 16.3882 | 4.0511 | 12.0708 | 0 | 0 | 0 | 0 | 0.014026 | 0.003391 | 0.032 | 0.032
L3 | CAV.1106.L3 | CAV | _ | LCAV | 1.0377 | 19.375 | 0 | 1300 | 0 | 1077.7596 | 0 | 0 | 1106.0932 | 0 | 0 | 0 | 10.215 | 293.1204 | -4.6644 | 9.0368 | 7.2118 | 2.5811 | 12.0911 | 0 | 0 | 0 | 0 | 0.014328 | 0.0022474 | 0.032 | 0.032
L3 | BPM.1106.L3 | BPM | _ | MONI | 0 | 0 | 0 | 0 | 0 | 1078.5578 | 0 | 0 | 1106.8914 | 0 | 0 | 0 | 10.215 | 295.732 | -4.6861 | 9.037 | 5.8528 | 2.2844 | 12.0979 | 0 | 0 | 0 | 0 | 0.014391 | 0.0020246 | 0.022 | 0.022
L3 | Q.1107.L3 | Q | Q.69.L3 | QUAD | 0.3 | 0.0735 | 0 | 0 | 0 | 1078.7828 | 0 | 0 | 1107.1164 | 0 | 0 | 0 | 10.215 | 292.7261 | 16.9654 | 9.0372 | 4.3927 | 1.5677 | 12.1098 | 0 | 0 | 0 | 0 | 0.014318 | 0.001754 | 0.037 | 0.037
L3 | CX.1107.L3 | CX | _ | HKIC | 0 | 0 | 0 | 0 | 0 | 1078.9328 | 0 | 0 | 1107.2664 | 0 | 0 | 0 | 10.215 | 292.7261 | 16.9654 | 9.0372 | 4.3927 | 1.5677 | 12.1098 | 0 | 0 | 0 | 0 | 0.014318 | 0.001754 | 0.037 | 0.037
L3 | ACCEND.1107.L3 | ACCEND | _ | MARK | 0 | 0 | 0 | 0 | 0 | 1079.3252 | 0 | 0 | 1107.6588 | 0 | 0 | 0 | 10.215 | 279.5636 | 16.5782 | 9.0374 | 3.2836 | 1.2588 | 12.1262 | 0 | 0 | 0 | 0 | 0.013993 | 0.0015165 | #N/A | #N/A
L3 | ACCSTART.1107.L3 | ACCSTART | _ | MARK | 0 | 0 | 0 | 0 | 0 | 1079.3252 | 0 | 0 | 1107.6588 | 0 | 0 | 0 | 10.215 | 279.5636 | 16.5782 | 9.0374 | 3.2836 | 1.2588 | 12.1262 | 0 | 0 | 0 | 0 | 0.013993 | 0.0015165 | #N/A | #N/A
L3 | CAV.1108.L3 | CAV | _ | LCAV | 1.0377 | 19.375 | 0 | 1300 | 0 | 1080.0656 | 0 | 0 | 1108.3992 | 0 | 0 | 0 | 10.2344 | 239.3742 | 15.3359 | 9.0382 | 1.3614 | 0.2676 | 12.2278 | 0 | 0 | 0 | 0 | 0.012935 | 0.00097552 | 0.032 | 0.032
L3 | CAV.1109.L3 | CAV | _ | LCAV | 1.0377 | 19.375 | 0 | 1300 | 0 | 1081.4492 | 0 | 0 | 1109.7828 | 0 | 0 | 0 | 10.2537 | 198.8253 | 13.9709 | 9.0392 | 2.1278 | -0.8215 | 12.3788 | 0 | 0 | 0 | 0 | 0.011778 | 0.0012184 | 0.032 | 0.032
L3 | CAV.1111.L3 | CAV | _ | LCAV | 1.0377 | 19.375 | 0 | 1300 | 0 | 1082.8328 | 0 | 0 | 1111.1664 | 0 | 0 | 0 | 10.2731 | 162.0539 | 12.6058 | 9.0404 | 5.9079 | -1.9106 | 12.4426 | 0 | 0 | 0 | 0 | 0.010623 | 0.0020283 | 0.032 | 0.032
L3 | CAV.1112.L3 | CAV | _ | LCAV | 1.0377 | 19.375 | 0 | 1300 | 0 | 1084.2164 | 0 | 0 | 1112.55 | 0 | 0 | 0 | 10.2925 | 129.06 | 11.2406 | 9.0419 | 12.7017 | -2.9996 | 12.4682 | 0 | 0 | 0 | 0 | 0.0094713 | 0.0029713 | 0.032 | 0.032
L3 | CAV.1113.L3 | CAV | _ | LCAV | 1.0377 | 19.375 | 0 | 1300 | 0 | 1085.6 | 0 | 0 | 1113.9336 | 0 | 0 | 0 | 10.3119 | 99.8438 | 9.8754 | 9.0439 | 22.5091 | -4.0887 | 12.4812 | 0 | 0 | 0 | 0 | 0.0083227 | 0.0039517 | 0.032 | 0.032
L3 | CAV.1115.L3 | CAV | _ | LCAV | 1.0377 | 19.375 | 0 | 1300 | 0 | 1086.9836 | 0 | 0 | 1115.3172 | 0 | 0 | 0 | 10.3312 | 74.4055 | 8.5102 | 9.0464 | 35.3301 | -5.1777 | 12.489 | 0 | 0 | 0 | 0 | 0.007178 | 0.0049462 | 0.032 | 0.032
L3 | CAV.1116.L3 | CAV | _ | LCAV | 1.0377 | 19.375 | 0 | 1300 | 0 | 1088.3672 | 0 | 0 | 1116.7008 | 0 | 0 | 0 | 10.3506 | 52.7452 | 7.1449 | 9.0499 | 51.1646 | -6.2667 | 12.4942 | 0 | 0 | 0 | 0 | 0.0060379 | 0.0059467 | 0.032 | 0.032
L3 | CAV.1118.L3 | CAV | _ | LCAV | 1.0377 | 19.375 | 0 | 1300 | 0 | 1089.7508 | 0 | 0 | 1118.0844 | 0 | 0 | 0 | 10.37 | 34.8629 | 5.7796 | 9.0551 | 70.0126 | -7.3557 | 12.4979 | 0 | 0 | 0 | 0 | 0.0049042 | 0.0069498 | 0.032 | 0.032
L3 | BPM.1118.L3 | BPM | _ | MONI | 0 | 0 | 0 | 0 | 0 | 1090.549 | 0 | 0 | 1118.8826 | 0 | 0 | 0 | 10.37 | 31.7114 | 5.504 | 9.0564 | 74.1829 | -7.5755 | 12.4985 | 0 | 0 | 0 | 0 | 0.0046773 | 0.0071538 | 0.022 | 0.022
L3 | Q.1119.L3 | Q | Q.70.L3 | QUAD | 0.3 | -0.0831 | 0 | 0 | 0 | 1090.774 | 0 | 0 | 1119.1076 | 0 | 0 | 0 | 10.37 | 28.4449 | 2.7926 | 9.0584 | 78.0372 | -1.3351 | 12.4993 | 0 | 0 | 0 | 0 | 0.0044298 | 0.0073373 | 0.037 | 0.037
L3 | CY.1119.L3 | CY | _ | VKIC | 0 | 0 | 0 | 0 | 0 | 1090.924 | 0 | 0 | 1119.2576 | 0 | 0 | 0 | 10.37 | 28.4449 | 2.7926 | 9.0584 | 78.0372 | -1.3351 | 12.4993 | 0 | 0 | 0 | 0 | 0.0044298 | 0.0073373 | 0.037 | 0.037
L3 | ACCEND.1119.L3 | ACCEND | _ | MARK | 0 | 0 | 0 | 0 | 0 | 1091.3164 | 0 | 0 | 1119.65 | 0 | 0 | 0 | 10.37 | 26.3008 | 2.6713 | 9.0607 | 79.0905 | -1.3491 | 12.5001 | 0 | 0 | 0 | 0 | 0.0042596 | 0.0073866 | #N/A | #N/A
L3 | ACCSTART.1119.L3 | ACCSTART | _ | MARK | 0 | 0 | 0 | 0 | 0 | 1091.3164 | 0 | 0 | 1119.65 | 0 | 0 | 0 | 10.37 | 26.3008 | 2.6713 | 9.0607 | 79.0905 | -1.3491 | 12.5001 | 0 | 0 | 0 | 0 | 0.0042596 | 0.0073866 | #N/A | #N/A
L3 | CAV.1120.L3 | CAV | _ | LCAV | 1.0377 | 19.375 | 0 | 1300 | 0 | 1092.0568 | 0 | 0 | 1120.3904 | 0 | 0 | 0 | 10.3894 | 20.0635 | 2.2817 | 9.0694 | 82.5449 | -1.394 | 12.5026 | 0 | 0 | 0 | 0 | 0.0037169 | 0.0075392 | 0.032 | 0.032
L3 | CAV.1121.L3 | CAV | _ | LCAV | 1.0377 | 19.375 | 0 | 1300 | 0 | 1093.4404 | 0 | 0 | 1121.774 | 0 | 0 | 0 | 10.4087 | 14.3417 | 1.8538 | 9.0824 | 86.4705 | -1.4432 | 12.5052 | 0 | 0 | 0 | 0 | 0.0031396 | 0.0077092 | 0.032 | 0.032
L3 | CAV.1123.L3 | CAV | _ | LCAV | 1.0377 | 19.375 | 0 | 1300 | 0 | 1094.824 | 0 | 0 | 1123.1576 | 0 | 0 | 0 | 10.4281 | 9.8041 | 1.4258 | 9.101 | 90.5323 | -1.4925 | 12.5077 | 0 | 0 | 0 | 0 | 0.0025934 | 0.0078809 | 0.032 | 0.032
L3 | CAV.1124.L3 | CAV | _ | LCAV | 1.0377 | 19.375 | 0 | 1300 | 0 | 1096.2076 | 0 | 0 | 1124.5412 | 0 | 0 | 0 | 10.4475 | 6.4509 | 0.9978 | 9.1289 | 94.7305 | -1.5417 | 12.51 | 0 | 0 | 0 | 0 | 0.0021017 | 0.008054 | 0.032 | 0.032
L3 | CAV.1125.L3 | CAV | _ | LCAV | 1.0377 | 19.375 | 0 | 1300 | 0 | 1097.5912 | 0 | 0 | 1125.9248 | 0 | 0 | 0 | 10.4669 | 4.2821 | 0.5698 | 9.1713 | 99.0649 | -1.591 | 12.5123 | 0 | 0 | 0 | 0 | 0.0017108 | 0.0082286 | 0.032 | 0.032
L3 | CAV.1127.L3 | CAV | _ | LCAV | 1.0377 | 19.375 | 0 | 1300 | 0 | 1098.9748 | 0 | 0 | 1127.3084 | 0 | 0 | 0 | 10.4862 | 3.2976 | 0.1418 | 9.2313 | 103.5356 | -1.6402 | 12.5145 | 0 | 0 | 0 | 0 | 0.0014999 | 0.0084045 | 0.032 | 0.032
L3 | CAV.1128.L3 | CAV | _ | LCAV | 1.0377 | 19.375 | 0 | 1300 | 0 | 1100.3584 | 0 | 0 | 1128.692 | 0 | 0 | 0 | 10.5056 | 3.4975 | -0.2862 | 9.2981 | 108.1425 | -1.6894 | 12.5166 | 0 | 0 | 0 | 0 | 0.0015433 | 0.0085815 | 0.032 | 0.032
L3 | CAV.1130.L3 | CAV | _ | LCAV | 1.0377 | 19.375 | 0 | 1300 | 0 | 1101.742 | 0 | 0 | 1130.0756 | 0 | 0 | 0 | 10.525 | 4.8818 | -0.7142 | 9.3524 | 112.8856 | -1.7386 | 12.5186 | 0 | 0 | 0 | 0 | 0.0018216 | 0.0087596 | 0.032 | 0.032
L3 | BPM.1130.L3 | BPM | _ | MONI | 0 | 0 | 0 | 0 | 0 | 1102.5402 | 0 | 0 | 1130.8738 | 0 | 0 | 0 | 10.525 | 5.3049 | -0.8006 | 9.3611 | 113.8596 | -1.7486 | 12.5189 | 0 | 0 | 0 | 0 | 0.0018989 | 0.0087973 | 0.022 | 0.022
L3 | Q.1131.L3 | Q | Q.71.L3 | QUAD | 0.3 | 0.0754 | 0 | 0 | 0 | 1102.7652 | 0 | 0 | 1131.0988 | 0 | 0 | 0 | 10.525 | 5.8194 | -0.4751 | 9.3718 | 117.794 | -10.5806 | 12.5195 | 0 | 0 | 0 | 0 | 0.0019889 | 0.008948 | 0.037 | 0.037
L3 | CX.1131.L3 | CX | _ | HKIC | 0 | 0 | 0 | 0 | 0 | 1102.9152 | 0 | 0 | 1131.2488 | 0 | 0 | 0 | 10.525 | 5.8194 | -0.4751 | 9.3718 | 117.794 | -10.5806 | 12.5195 | 0 | 0 | 0 | 0 | 0.0019889 | 0.008948 | 0.037 | 0.037
L3 | ACCEND.1131.L3 | ACCEND | _ | MARK | 0 | 0 | 0 | 0 | 0 | 1103.3076 | 0 | 0 | 1131.6412 | 0 | 0 | 0 | 10.525 | 6.2247 | -0.5577 | 9.3822 | 126.2453 | -10.9568 | 12.52 | 0 | 0 | 0 | 0 | 0.0020569 | 0.0092634 | #N/A | #N/A
L3 | ACCSTART.1131.L3 | ACCSTART | _ | MARK | 0 | 0 | 0 | 0 | 0 | 1103.3076 | 0 | 0 | 1131.6412 | 0 | 0 | 0 | 10.525 | 6.2247 | -0.5577 | 9.3822 | 126.2453 | -10.9568 | 12.52 | 0 | 0 | 0 | 0 | 0.0020569 | 0.0092634 | #N/A | #N/A
L3 | CAV.1132.L3 | CAV | _ | LCAV | 1.0377 | 19.375 | 0 | 1300 | 0 | 1104.048 | 0 | 0 | 1132.3816 | 0 | 0 | 0 | 10.5444 | 7.9633 | -0.8229 | 9.4108 | 155.3617 | -12.1642 | 12.5214 | 0 | 0 | 0 | 0 | 0.0023244 | 0.010267 | 0.032 | 0.032
L3 | CAV.1133.L3 | CAV | _ | LCAV | 1.0377 | 19.375 | 0 | 1300 | 0 | 1105.4316 | 0 | 0 | 1133.7652 | 0 | 0 | 0 | 10.5637 | 10.6437 | -1.1143 | 9.4348 | 190.8579 | -13.4907 | 12.5227 | 0 | 0 | 0 | 0 | 0.0026848 | 0.011369 | 0.032 | 0.032
L3 | CAV.1135.L3 | CAV | _ | LCAV | 1.0377 | 19.375 | 0 | 1300 | 0 | 1106.8152 | 0 | 0 | 1135.1488 | 0 | 0 | 0 | 10.5831 | 14.1305 | -1.4057 | 9.4528 | 230.0247 | -14.8172 | 12.5237 | 0 | 0 | 0 | 0 | 0.0030906 | 0.01247 | 0.032 | 0.032
L3 | CAV.1136.L3 | CAV | _ | LCAV | 1.0377 | 19.375 | 0 | 1300 | 0 | 1108.1988 | 0 | 0 | 1136.5324 | 0 | 0 | 0 | 10.6025 | 18.4237 | -1.6971 | 9.4665 | 272.862 | -16.1435 | 12.5246 | 0 | 0 | 0 | 0 | 0.0035258 | 0.013569 | 0.032 | 0.032
L3 | CAV.1137.L3 | CAV | _ | LCAV | 1.0377 | 19.375 | 0 | 1300 | 0 | 1109.5824 | 0 | 0 | 1137.916 | 0 | 0 | 0 | 10.6219 | 23.5232 | -1.9885 | 9.4771 | 319.3696 | -17.4698 | 12.5254 | 0 | 0 | 0 | 0 | 0.0039804 | 0.014666 | 0.032 | 0.032
L3 | CAV.1139.L3 | CAV | _ | LCAV | 1.0377 | 19.375 | 0 | 1300 | 0 | 1110.966 | 0 | 0 | 1139.2996 | 0 | 0 | 0 | 10.6412 | 29.429 | -2.2799 | 9.4855 | 369.5472 | -18.7961 | 12.526 | 0 | 0 | 0 | 0 | 0.004448 | 0.015762 | 0.032 | 0.032
L3 | CAV.1140.L3 | CAV | _ | LCAV | 1.0377 | 19.375 | 0 | 1300 | 0 | 1112.3496 | 0 | 0 | 1140.6832 | 0 | 0 | 0 | 10.6606 | 36.1411 | -2.5713 | 9.4922 | 423.3947 | -20.1222 | 12.5266 | 0 | 0 | 0 | 0 | 0.0049248 | 0.016856 | 0.032 | 0.032
L3 | CAV.1142.L3 | CAV | _ | LCAV | 1.0377 | 19.375 | 0 | 1300 | 0 | 1113.7332 | 0 | 0 | 1142.0668 | 0 | 0 | 0 | 10.68 | 43.6594 | -2.8626 | 9.4978 | 480.9118 | -21.4483 | 12.527 | 0 | 0 | 0 | 0 | 0.0054079 | 0.017948 | 0.032 | 0.032
L3 | BPM.1142.L3 | BPM | _ | MONI | 0 | 0 | 0 | 0 | 0 | 1114.5314 | 0 | 0 | 1142.865 | 0 | 0 | 0 | 10.68 | 45.2749 | -2.9214 | 9.4988 | 492.9676 | -21.716 | 12.5271 | 0 | 0 | 0 | 0 | 0.005507 | 0.018172 | 0.022 | 0.022
L3 | Q.1143.L3 | Q | Q.72.L3 | QUAD | 0.3 | -0.093 | 0 | 0 | 0 | 1114.7564 | 0 | 0 | 1143.09 | 0 | 0 | 0 | 10.68 | 48.8166 | -7.4998 | 9.5 | 495.4246 | 24.4487 | 12.5273 | 0 | 0 | 0 | 0 | 0.0057184 | 0.018217 | 0.037 | 0.037
L3 | CY.1143.L3 | CY | _ | VKIC | 0 | 0 | 0 | 0 | 0 | 1114.9064 | 0 | 0 | 1143.24 | 0 | 0 | 0 | 10.68 | 48.8166 | -7.4998 | 9.5 | 495.4246 | 24.4487 | 12.5273 | 0 | 0 | 0 | 0 | 0.0057184 | 0.018217 | 0.037 | 0.037
L3 | ACCEND.1143.L3 | ACCEND | _ | MARK | 0 | 0 | 0 | 0 | 0 | 1115.2988 | 0 | 0 | 1143.6324 | 0 | 0 | 0 | 10.68 | 54.883 | -7.96 | 9.5012 | 476.4234 | 23.9744 | 12.5274 | 0 | 0 | 0 | 0 | 0.0060633 | 0.017864 | #N/A | #N/A
L3 | CSC.1144.L3 | CSC | _ | CRYO | 2.0754 | 0 | 0 | 0 | 0 | 1116.3365 | 0 | 0 | 1144.6701 | 0 | 0 | 0 | 10.68 | 92.9746 | -10.3938 | 9.5059 | 382.1158 | 21.4662 | 12.5282 | 0 | 0 | 0 | 0 | 0.0078917 | 0.015999 | #N/A | #N/A
L3 | ACCSTART.1145.L3 | ACCSTART | _ | MARK | 0 | 0 | 0 | 0 | 0 | 1117.3742 | 0 | 0 | 1145.7078 | 0 | 0 | 0 | 10.68 | 92.9746 | -10.3938 | 9.5059 | 382.1158 | 21.4662 | 12.5282 | 0 | 0 | 0 | 0 | 0.0078917 | 0.015999 | #N/A | #N/A
L3 | CAV.1146.L3 | CAV | _ | LCAV | 1.0377 | 19.375 | 0 | 1300 | 0 | 1118.1146 | 0 | 0 | 1146.4482 | 0 | 0 | 0 | 10.6994 | 121.0122 | -11.8705 | 9.5078 | 329.9672 | 19.9446 | 12.5287 | 0 | 0 | 0 | 0 | 0.0089952 | 0.014854 | 0.032 | 0.032
L3 | CAV.1147.L3 | CAV | _ | LCAV | 1.0377 | 19.375 | 0 | 1300 | 0 | 1119.4982 | 0 | 0 | 1147.8318 | 0 | 0 | 0 | 10.7187 | 156.1051 | -13.4929 | 9.5094 | 277.0898 | 18.2726 | 12.5295 | 0 | 0 | 0 | 0 | 0.010207 | 0.013599 | 0.032 | 0.032
L3 | CAV.1149.L3 | CAV | _ | LCAV | 1.0377 | 19.375 | 0 | 1300 | 0 | 1120.8818 | 0 | 0 | 1149.2154 | 0 | 0 | 0 | 10.7381 | 195.6875 | -15.1153 | 9.5106 | 228.8392 | 16.6006 | 12.5303 | 0 | 0 | 0 | 0 | 0.011418 | 0.012347 | 0.032 | 0.032
L3 | CAV.1150.L3 | CAV | _ | LCAV | 1.0377 | 19.375 | 0 | 1300 | 0 | 1122.2654 | 0 | 0 | 1150.599 | 0 | 0 | 0 | 10.7575 | 239.7593 | -16.7376 | 9.5116 | 185.2156 | 14.9285 | 12.5314 | 0 | 0 | 0 | 0 | 0.012627 | 0.011098 | 0.032 | 0.032
L3 | CAV.1152.L3 | CAV | _ | LCAV | 1.0377 | 19.375 | 0 | 1300 | 0 | 1123.649 | 0 | 0 | 1151.9826 | 0 | 0 | 0 | 10.7769 | 288.3201 | -18.3598 | 9.5125 | 146.2191 | 13.2563 | 12.5327 | 0 | 0 | 0 | 0 | 0.013835 | 0.0098521 | 0.032 | 0.032
L3 | CAV.1153.L3 | CAV | _ | LCAV | 1.0377 | 19.375 | 0 | 1300 | 0 | 1125.0326 | 0 | 0 | 1153.3662 | 0 | 0 | 0 | 10.7962 | 341.3698 | -19.9819 | 9.5132 | 111.8499 | 11.5841 | 12.5345 | 0 | 0 | 0 | 0 | 0.01504 | 0.0086091 | 0.032 | 0.032
L3 | CAV.1154.L3 | CAV | _ | LCAV | 1.0377 | 19.375 | 0 | 1300 | 0 | 1126.4162 | 0 | 0 | 1154.7498 | 0 | 0 | 0 | 10.8156 | 398.9081 | -21.604 | 9.5138 | 82.1081 | 9.9118 | 12.5368 | 0 | 0 | 0 | 0 | 0.016244 | 0.0073696 | 0.032 | 0.032
L3 | CAV.1156.L3 | CAV | _ | LCAV | 1.0377 | 19.375 | 0 | 1300 | 0 | 1127.7998 | 0 | 0 | 1156.1334 | 0 | 0 | 0 | 10.835 | 460.9349 | -23.2259 | 9.5143 | 56.9939 | 8.2395 | 12.54 | 0 | 0 | 0 | 0 | 0.017445 | 0.0061344 | 0.032 | 0.032
L3 | BPM.1156.L3 | BPM | _ | MONI | 0 | 0 | 0 | 0 | 0 | 1128.598 | 0 | 0 | 1156.9316 | 0 | 0 | 0 | 10.835 | 474.0004 | -23.5534 | 9.5144 | 52.4856 | 7.9019 | 12.5408 | 0 | 0 | 0 | 0 | 0.017691 | 0.0058868 | 0.022 | 0.022
L3 | Q.1157.L3 | Q | Q.73.L3 | QUAD | 0.3 | 0.0754 | 0 | 0 | 0 | 1128.823 | 0 | 0 | 1157.1566 | 0 | 0 | 0 | 10.835 | 480.8916 | 12.5536 | 9.5145 | 47.8287 | 3.8706 | 12.542 | 0 | 0 | 0 | 0 | 0.017819 | 0.0056196 | 0.037 | 0.037
L3 | CX.1157.L3 | CX | _ | HKIC | 0 | 0 | 0 | 0 | 0 | 1128.973 | 0 | 0 | 1157.3066 | 0 | 0 | 0 | 10.835 | 480.8916 | 12.5536 | 9.5145 | 47.8287 | 3.8706 | 12.542 | 0 | 0 | 0 | 0 | 0.017819 | 0.0056196 | 0.037 | 0.037
L3 | ACCEND.1157.L3 | ACCEND | _ | MARK | 0 | 0 | 0 | 0 | 0 | 1129.3654 | 0 | 0 | 1157.699 | 0 | 0 | 0 | 10.835 | 471.0903 | 12.4242 | 9.5146 | 44.8425 | 3.7395 | 12.5433 | 0 | 0 | 0 | 0 | 0.017636 | 0.0054413 | #N/A | #N/A
L3 | ACCSTART.1157.L3 | ACCSTART | _ | MARK | 0 | 0 | 0 | 0 | 0 | 1129.3654 | 0 | 0 | 1157.699 | 0 | 0 | 0 | 10.835 | 471.0903 | 12.4242 | 9.5146 | 44.8425 | 3.7395 | 12.5433 | 0 | 0 | 0 | 0 | 0.017636 | 0.0054413 | #N/A | #N/A
L3 | CAV.1158.L3 | CAV | _ | LCAV | 1.0377 | 19.375 | 0 | 1300 | 0 | 1130.1058 | 0 | 0 | 1158.4394 | 0 | 0 | 0 | 10.8544 | 440.3214 | 12.0092 | 9.5151 | 35.954 | 3.3188 | 12.5483 | 0 | 0 | 0 | 0 | 0.017036 | 0.0048679 | 0.032 | 0.032
L3 | CAV.1159.L3 | CAV | _ | LCAV | 1.0377 | 19.375 | 0 | 1300 | 0 | 1131.4894 | 0 | 0 | 1159.823 | 0 | 0 | 0 | 10.8737 | 407.7205 | 11.5532 | 9.5156 | 27.41 | 2.8564 | 12.5553 | 0 | 0 | 0 | 0 | 0.016378 | 0.0042466 | 0.032 | 0.032
L3 | CAV.1161.L3 | CAV | _ | LCAV | 1.0377 | 19.375 | 0 | 1300 | 0 | 1132.873 | 0 | 0 | 1161.2066 | 0 | 0 | 0 | 10.8931 | 376.3815 | 11.0972 | 9.5162 | 20.1453 | 2.3941 | 12.5647 | 0 | 0 | 0 | 0 | 0.015722 | 0.0036374 | 0.032 | 0.032
L3 | CAV.1162.L3 | CAV | _ | LCAV | 1.0377 | 19.375 | 0 | 1300 | 0 | 1134.2566 | 0 | 0 | 1162.5902 | 0 | 0 | 0 | 10.9125 | 346.3045 | 10.6411 | 9.5168 | 14.16 | 1.9318 | 12.5778 | 0 | 0 | 0 | 0 | 0.015068 | 0.0030468 | 0.032 | 0.032
L3 | CAV.1163.L3 | CAV | _ | LCAV | 1.0377 | 19.375 | 0 | 1300 | 0 | 1135.6402 | 0 | 0 | 1163.9738 | 0 | 0 | 0 | 10.9319 | 317.4898 | 10.1849 | 9.5174 | 9.4541 | 1.4694 | 12.5968 | 0 | 0 | 0 | 0 | 0.014414 | 0.0024873 | 0.032 | 0.032
L3 | CAV.1165.L3 | CAV | _ | LCAV | 1.0377 | 19.375 | 0 | 1300 | 0 | 1137.0238 | 0 | 0 | 1165.3574 | 0 | 0 | 0 | 10.9512 | 289.9374 | 9.7287 | 9.5182 | 6.0276 | 1.0071 | 12.6262 | 0 | 0 | 0 | 0 | 0.013762 | 0.0019843 | 0.032 | 0.032
L3 | CAV.1166.L3 | CAV | _ | LCAV | 1.0377 | 19.375 | 0 | 1300 | 0 | 1138.4074 | 0 | 0 | 1166.741 | 0 | 0 | 0 | 10.9706 | 263.6475 | 9.2725 | 9.519 | 3.8805 | 0.5447 | 12.6724 | 0 | 0 | 0 | 0 | 0.013112 | 0.0015908 | 0.032 | 0.032
L3 | CAV.1168.L3 | CAV | _ | LCAV | 1.0377 | 19.375 | 0 | 1300 | 0 | 1139.791 | 0 | 0 | 1168.1246 | 0 | 0 | 0 | 10.99 | 238.6201 | 8.8162 | 9.5198 | 3.0128 | 0.0824 | 12.7387 | 0 | 0 | 0 | 0 | 0.012463 | 0.0014004 | 0.032 | 0.032
L3 | BPM.1168.L3 | BPM | _ | MONI | 0 | 0 | 0 | 0 | 0 | 1140.5892 | 0 | 0 | 1168.9228 | 0 | 0 | 0 | 10.99 | 233.7211 | 8.724 | 9.52 | 2.9928 | -0.011 | 12.7535 | 0 | 0 | 0 | 0 | 0.012335 | 0.0013958 | 0.022 | 0.022
L3 | Q.1169.L3 | Q | Q.74.L3 | QUAD | 0.3 | -0.093 | 0 | 0 | 0 | 1140.8142 | 0 | 0 | 1169.1478 | 0 | 0 | 0 | 10.99 | 233.6746 | -12.9393 | 9.5203 | 2.9645 | 0.1412 | 12.7735 | 0 | 0 | 0 | 0 | 0.012333 | 0.0013892 | 0.037 | 0.037
L3 | CY.1169.L3 | CY | _ | VKIC | 0 | 0 | 0 | 0 | 0 | 1140.9642 | 0 | 0 | 1169.2978 | 0 | 0 | 0 | 10.99 | 233.6746 | -12.9393 | 9.5203 | 2.9645 | 0.1412 | 12.7735 | 0 | 0 | 0 | 0 | 0.012333 | 0.0013892 | 0.037 | 0.037
L3 | ACCEND.1169.L3 | ACCEND | _ | MARK | 0 | 0 | 0 | 0 | 0 | 1141.3566 | 0 | 0 | 1169.6902 | 0 | 0 | 0 | 10.99 | 243.9404 | -13.2221 | 9.5205 | 2.9067 | 0.0062 | 12.7948 | 0 | 0 | 0 | 0 | 0.012601 | 0.0013755 | #N/A | #N/A
L3 | ACCSTART.1169.L3 | ACCSTART | _ | MARK | 0 | 0 | 0 | 0 | 0 | 1141.3566 | 0 | 0 | 1169.6902 | 0 | 0 | 0 | 10.99 | 243.9404 | -13.2221 | 9.5205 | 2.9067 | 0.0062 | 12.7948 | 0 | 0 | 0 | 0 | 0.012601 | 0.0013755 | #N/A | #N/A
L3 | CAV.1170.L3 | CAV | _ | LCAV | 1.0377 | 19.375 | 0 | 1300 | 0 | 1142.097 | 0 | 0 | 1170.4306 | 0 | 0 | 0 | 11.0094 | 278.3845 | -14.1296 | 9.5213 | 3.4367 | -0.4271 | 12.86 | 0 | 0 | 0 | 0 | 0.01345 | 0.0014944 | 0.032 | 0.032
L3 | CAV.1171.L3 | CAV | _ | LCAV | 1.0377 | 19.375 | 0 | 1300 | 0 | 1143.4806 | 0 | 0 | 1171.8142 | 0 | 0 | 0 | 11.0287 | 318.8634 | -15.1266 | 9.522 | 5.2771 | -0.9031 | 12.9127 | 0 | 0 | 0 | 0 | 0.014382 | 0.0018502 | 0.032 | 0.032
L3 | CAV.1173.L3 | CAV | _ | LCAV | 1.0377 | 19.375 | 0 | 1300 | 0 | 1144.8642 | 0 | 0 | 1173.1978 | 0 | 0 | 0 | 11.0481 | 362.1011 | -16.1235 | 9.5227 | 8.4347 | -1.3791 | 12.9459 | 0 | 0 | 0 | 0 | 0.015312 | 0.002337 | 0.032 | 0.032
L3 | CAV.1174.L3 | CAV | _ | LCAV | 1.0377 | 19.375 | 0 | 1300 | 0 | 1146.2478 | 0 | 0 | 1174.5814 | 0 | 0 | 0 | 11.0675 | 408.0975 | -17.1204 | 9.5233 | 12.9096 | -1.8551 | 12.9671 | 0 | 0 | 0 | 0 | 0.016242 | 0.0028887 | 0.032 | 0.032
L3 | CAV.1175.L3 | CAV | _ | LCAV | 1.0377 | 19.375 | 0 | 1300 | 0 | 1147.6314 | 0 | 0 | 1175.965 | 0 | 0 | 0 | 11.0869 | 456.8523 | -18.1172 | 9.5238 | 18.7017 | -2.3311 | 12.9813 | 0 | 0 | 0 | 0 | 0.017169 | 0.0034738 | 0.032 | 0.032
L3 | CAV.1177.L3 | CAV | _ | LCAV | 1.0377 | 19.375 | 0 | 1300 | 0 | 1149.015 | 0 | 0 | 1177.3486 | 0 | 0 | 0 | 11.1062 | 508.3653 | -19.1139 | 9.5242 | 25.811 | -2.8071 | 12.9913 | 0 | 0 | 0 | 0 | 0.018096 | 0.0040775 | 0.032 | 0.032
L3 | CAV.1178.L3 | CAV | _ | LCAV | 1.0377 | 19.375 | 0 | 1300 | 0 | 1150.3986 | 0 | 0 | 1178.7322 | 0 | 0 | 0 | 11.1256 | 562.6364 | -20.1105 | 9.5246 | 34.2374 | -3.2831 | 12.9987 | 0 | 0 | 0 | 0 | 0.019021 | 0.0046921 | 0.032 | 0.032
L3 | CAV.1180.L3 | CAV | _ | LCAV | 1.0377 | 19.375 | 0 | 1300 | 0 | 1151.7822 | 0 | 0 | 1180.1158 | 0 | 0 | 0 | 11.145 | 619.6653 | -21.1071 | 9.525 | 43.981 | -3.7591 | 13.0044 | 0 | 0 | 0 | 0 | 0.019944 | 0.0053133 | 0.032 | 0.032
L3 | BPM.1180.L3 | BPM | _ | MONI | 0 | 0 | 0 | 0 | 0 | 1152.5804 | 0 | 0 | 1180.914 | 0 | 0 | 0 | 11.145 | 631.5119 | -21.3084 | 9.5251 | 46.1076 | -3.8552 | 13.0054 | 0 | 0 | 0 | 0 | 0.020134 | 0.0054403 | 0.022 | 0.022
L3 | Q.1181.L3 | Q | Q.75.L3 | QUAD | 0.3 | 0.0735 | 0 | 0 | 0 | 1152.8054 | 0 | 0 | 1181.139 | 0 | 0 | 0 | 11.145 | 633.5098 | 25.3408 | 9.5252 | 50.1193 | -7.6413 | 13.0066 | 0 | 0 | 0 | 0 | 0.020166 | 0.005672 | 0.037 | 0.037
L3 | CX.1181.L3 | CX | _ | HKIC | 0 | 0 | 0 | 0 | 0 | 1152.9554 | 0 | 0 | 1181.289 | 0 | 0 | 0 | 11.145 | 633.5098 | 25.3408 | 9.5252 | 50.1193 | -7.6413 | 13.0066 | 0 | 0 | 0 | 0 | 0.020166 | 0.005672 | 0.037 | 0.037
L3 | ACCEND.1181.L3 | ACCEND | _ | MARK | 0 | 0 | 0 | 0 | 0 | 1153.3478 | 0 | 0 | 1181.6814 | 0 | 0 | 0 | 11.145 | 613.7787 | 24.9424 | 9.5253 | 56.2987 | -8.1063 | 13.0078 | 0 | 0 | 0 | 0 | 0.019849 | 0.0060115 | #N/A | #N/A
L3 | ACCSTART.1181.L3 | ACCSTART | _ | MARK | 0 | 0 | 0 | 0 | 0 | 1153.3478 | 0 | 0 | 1181.6814 | 0 | 0 | 0 | 11.145 | 613.7787 | 24.9424 | 9.5253 | 56.2987 | -8.1063 | 13.0078 | 0 | 0 | 0 | 0 | 0.019849 | 0.0060115 | #N/A | #N/A
L3 | CAV.1182.L3 | CAV | _ | LCAV | 1.0377 | 19.375 | 0 | 1300 | 0 | 1154.0882 | 0 | 0 | 1182.4218 | 0 | 0 | 0 | 11.1644 | 552.5683 | 23.6643 | 9.5256 | 78.5943 | -9.5985 | 13.0108 | 0 | 0 | 0 | 0 | 0.018817 | 0.0070966 | 0.032 | 0.032
L3 | CAV.1183.L3 | CAV | _ | LCAV | 1.0377 | 19.375 | 0 | 1300 | 0 | 1155.4718 | 0 | 0 | 1183.8054 | 0 | 0 | 0 | 11.1837 | 489.0275 | 22.26 | 9.526 | 107.4235 | -11.2379 | 13.0132 | 0 | 0 | 0 | 0 | 0.017687 | 0.0082896 | 0.032 | 0.032
L3 | CAV.1185.L3 | CAV | _ | LCAV | 1.0377 | 19.375 | 0 | 1300 | 0 | 1156.8554 | 0 | 0 | 1185.189 | 0 | 0 | 0 | 11.2031 | 429.373 | 20.8555 | 9.5265 | 140.7893 | -12.8773 | 13.015 | 0 | 0 | 0 | 0 | 0.016559 | 0.0094818 | 0.032 | 0.032
L3 | CAV.1186.L3 | CAV | _ | LCAV | 1.0377 | 19.375 | 0 | 1300 | 0 | 1158.239 | 0 | 0 | 1186.5726 | 0 | 0 | 0 | 11.2225 | 373.605 | 19.451 | 9.5271 | 178.6916 | -14.5166 | 13.0164 | 0 | 0 | 0 | 0 | 0.015432 | 0.010673 | 0.032 | 0.032
L3 | CAV.1187.L3 | CAV | _ | LCAV | 1.0377 | 19.375 | 0 | 1300 | 0 | 1159.6226 | 0 | 0 | 1187.9562 | 0 | 0 | 0 | 11.2419 | 321.7237 | 18.0464 | 9.5277 | 221.1301 | -16.1559 | 13.0175 | 0 | 0 | 0 | 0 | 0.014309 | 0.011863 | 0.032 | 0.032
L3 | CAV.1189.L3 | CAV | _ | LCAV | 1.0377 | 19.375 | 0 | 1300 | 0 | 1161.0062 | 0 | 0 | 1189.3398 | 0 | 0 | 0 | 11.2612 | 273.7293 | 16.6417 | 9.5285 | 268.1047 | -17.7951 | 13.0184 | 0 | 0 | 0 | 0 | 0.013187 | 0.013051 | 0.032 | 0.032
L3 | CAV.1190.L3 | CAV | _ | LCAV | 1.0377 | 19.375 | 0 | 1300 | 0 | 1162.3898 | 0 | 0 | 1190.7234 | 0 | 0 | 0 | 11.2806 | 229.622 | 15.2369 | 9.5293 | 319.6153 | -19.4342 | 13.0192 | 0 | 0 | 0 | 0 | 0.012067 | 0.014237 | 0.032 | 0.032
L3 | CAV.1192.L3 | CAV | _ | LCAV | 1.0377 | 19.375 | 0 | 1300 | 0 | 1163.7734 | 0 | 0 | 1192.107 | 0 | 0 | 0 | 11.3 | 189.4021 | 13.8321 | 9.5304 | 375.6615 | -21.0733 | 13.0198 | 0 | 0 | 0 | 0 | 0.01095 | 0.015422 | 0.032 | 0.032
L3 | BPM.1192.L3 | BPM | _ | MONI | 0 | 0 | 0 | 0 | 0 | 1164.5716 | 0 | 0 | 1192.9052 | 0 | 0 | 0 | 11.3 | 181.7547 | 13.5485 | 9.5306 | 387.5255 | -21.4042 | 13.0199 | 0 | 0 | 0 | 0 | 0.010727 | 0.015663 | 0.022 | 0.022
L3 | Q.1193.L3 | Q | Q.76.L3 | QUAD | 0.3 | -0.0831 | 0 | 0 | 0 | 1164.7966 | 0 | 0 | 1193.1302 | 0 | 0 | 0 | 11.3 | 176.1186 | -1.3409 | 9.531 | 393.8732 | 11.1451 | 13.0201 | 0 | 0 | 0 | 0 | 0.010559 | 0.015791 | 0.037 | 0.037
L3 | CY.1193.L3 | CY | _ | VKIC | 0 | 0 | 0 | 0 | 0 | 1164.9466 | 0 | 0 | 1193.2802 | 0 | 0 | 0 | 11.3 | 176.1186 | -1.3409 | 9.531 | 393.8732 | 11.1451 | 13.0201 | 0 | 0 | 0 | 0 | 0.010559 | 0.015791 | 0.037 | 0.037
L3 | ACCEND.1193.L3 | ACCEND | _ | MARK | 0 | 0 | 0 | 0 | 0 | 1165.339 | 0 | 0 | 1193.6726 | 0 | 0 | 0 | 11.3 | 177.1734 | -1.3471 | 9.5313 | 385.1755 | 11.0203 | 13.0202 | 0 | 0 | 0 | 0 | 0.010591 | 0.015616 | #N/A | #N/A
L3 | ACCSTART.1193.L3 | ACCSTART | _ | MARK | 0 | 0 | 0 | 0 | 0 | 1165.339 | 0 | 0 | 1193.6726 | 0 | 0 | 0 | 11.3 | 177.1734 | -1.3471 | 9.5313 | 385.1755 | 11.0203 | 13.0202 | 0 | 0 | 0 | 0 | 0.010591 | 0.015616 | #N/A | #N/A
L3 | CAV.1194.L3 | CAV | _ | LCAV | 1.0377 | 19.375 | 0 | 1300 | 0 | 1166.0794 | 0 | 0 | 1194.413 | 0 | 0 | 0 | 11.3194 | 180.5914 | -1.367 | 9.5324 | 357.9235 | 10.6203 | 13.0208 | 0 | 0 | 0 | 0 | 0.010683 | 0.01504 | 0.032 | 0.032
L3 | CAV.1195.L3 | CAV | _ | LCAV | 1.0377 | 19.375 | 0 | 1300 | 0 | 1167.463 | 0 | 0 | 1195.7966 | 0 | 0 | 0 | 11.3387 | 184.4044 | -1.3889 | 9.5336 | 329.1435 | 10.1806 | 13.0214 | 0 | 0 | 0 | 0 | 0.010786 | 0.014411 | 0.032 | 0.032
L3 | CAV.1197.L3 | CAV | _ | LCAV | 1.0377 | 19.375 | 0 | 1300 | 0 | 1168.8466 | 0 | 0 | 1197.1802 | 0 | 0 | 0 | 11.3581 | 188.278 | -1.4107 | 9.5348 | 301.5801 | 9.7409 | 13.0221 | 0 | 0 | 0 | 0 | 0.01089 | 0.013782 | 0.032 | 0.032
L3 | CAV.1198.L3 | CAV | _ | LCAV | 1.0377 | 19.375 | 0 | 1300 | 0 | 1170.2302 | 0 | 0 | 1198.5638 | 0 | 0 | 0 | 11.3775 | 192.2119 | -1.4325 | 9.536 | 275.2334 | 9.3012 | 13.0229 | 0 | 0 | 0 | 0 | 0.010994 | 0.013155 | 0.032 | 0.032
L3 | CAV.1199.L3 | CAV | _ | LCAV | 1.0377 | 19.375 | 0 | 1300 | 0 | 1171.6138 | 0 | 0 | 1199.9474 | 0 | 0 | 0 | 11.3969 | 196.2063 | -1.4544 | 9.5371 | 250.1035 | 8.8615 | 13.0237 | 0 | 0 | 0 | 0 | 0.011098 | 0.01253 | 0.032 | 0.032
L3 | CAV.1201.L3 | CAV | _ | LCAV | 1.0377 | 19.375 | 0 | 1300 | 0 | 1172.9974 | 0 | 0 | 1201.331 | 0 | 0 | 0 | 11.4162 | 200.2611 | -1.4762 | 9.5382 | 226.1906 | 8.4217 | 13.0246 | 0 | 0 | 0 | 0 | 0.011202 | 0.011906 | 0.032 | 0.032
L3 | CAV.1202.L3 | CAV | _ | LCAV | 1.0377 | 19.375 | 0 | 1300 | 0 | 1174.381 | 0 | 0 | 1202.7146 | 0 | 0 | 0 | 11.4356 | 204.3763 | -1.498 | 9.5393 | 203.4947 | 7.9819 | 13.0257 | 0 | 0 | 0 | 0 | 0.011307 | 0.011283 | 0.032 | 0.032
L3 | CAV.1204.L3 | CAV | _ | LCAV | 1.0377 | 19.375 | 0 | 1300 | 0 | 1175.7646 | 0 | 0 | 1204.0982 | 0 | 0 | 0 | 11.455 | 208.5519 | -1.5198 | 9.5404 | 182.0159 | 7.542 | 13.0268 | 0 | 0 | 0 | 0 | 0.011413 | 0.010662 | 0.032 | 0.032
L3 | BPM.1204.L3 | BPM | _ | MONI | 0 | 0 | 0 | 0 | 0 | 1176.5628 | 0 | 0 | 1204.8964 | 0 | 0 | 0 | 11.455 | 209.4021 | -1.5243 | 9.5406 | 177.8277 | 7.4532 | 13.0271 | 0 | 0 | 0 | 0 | 0.011436 | 0.010538 | 0.022 | 0.022
L3 | Q.1205.L3 | Q | Q.77.L3 | QUAD | 0.3 | 0.0841 | 0 | 0 | 0 | 1176.7878 | 0 | 0 | 1205.1214 | 0 | 0 | 0 | 11.455 | 205.2875 | 15.8813 | 9.5409 | 176.7035 | -7.4024 | 13.0274 | 0 | 0 | 0 | 0 | 0.011323 | 0.010505 | 0.037 | 0.037
L3 | CX.1205.L3 | CX | _ | HKIC | 0 | 0 | 0 | 0 | 0 | 1176.9378 | 0 | 0 | 1205.2714 | 0 | 0 | 0 | 11.455 | 205.2875 | 15.8813 | 9.5409 | 176.7035 | -7.4024 | 13.0274 | 0 | 0 | 0 | 0 | 0.011323 | 0.010505 | 0.037 | 0.037
L3 | ACCEND.1205.L3 | ACCEND | _ | MARK | 0 | 0 | 0 | 0 | 0 | 1177.3302 | 0 | 0 | 1205.6638 | 0 | 0 | 0 | 11.455 | 193.0138 | 15.3972 | 9.5412 | 182.5615 | -7.5263 | 13.0277 | 0 | 0 | 0 | 0 | 0.010979 | 0.010678 | #N/A | #N/A
L3 | ACCSTART.1205.L3 | ACCSTART | _ | MARK | 0 | 0 | 0 | 0 | 0 | 1177.3302 | 0 | 0 | 1205.6638 | 0 | 0 | 0 | 11.455 | 193.0138 | 15.3972 | 9.5412 | 182.5615 | -7.5263 | 13.0277 | 0 | 0 | 0 | 0 | 0.010979 | 0.010678 | #N/A | #N/A
L3 | CAV.1206.L3 | CAV | _ | LCAV | 1.0377 | 19.375 | 0 | 1300 | 0 | 1178.0706 | 0 | 0 | 1206.4042 | 0 | 0 | 0 | 11.4744 | 156.1903 | 13.8441 | 9.5424 | 202.018 | -7.9238 | 13.0288 | 0 | 0 | 0 | 0 | 0.0098682 | 0.011223 | 0.032 | 0.032
L3 | CAV.1207.L3 | CAV | _ | LCAV | 1.0377 | 19.375 | 0 | 1300 | 0 | 1179.4542 | 0 | 0 | 1207.7878 | 0 | 0 | 0 | 11.4937 | 120.2423 | 12.1375 | 9.544 | 224.5491 | -8.3606 | 13.0298 | 0 | 0 | 0 | 0 | 0.0086511 | 0.011822 | 0.032 | 0.032
L3 | CAV.1209.L3 | CAV | _ | LCAV | 1.0377 | 19.375 | 0 | 1300 | 0 | 1180.8378 | 0 | 0 | 1209.1714 | 0 | 0 | 0 | 11.5131 | 89.0167 | 10.4309 | 9.5461 | 248.2887 | -8.7972 | 13.0307 | 0 | 0 | 0 | 0 | 0.0074373 | 0.012421 | 0.032 | 0.032
L3 | CAV.1210.L3 | CAV | _ | LCAV | 1.0377 | 19.375 | 0 | 1300 | 0 | 1182.2214 | 0 | 0 | 1210.555 | 0 | 0 | 0 | 11.5325 | 62.5137 | 8.7242 | 9.549 | 273.2367 | -9.2339 | 13.0316 | 0 | 0 | 0 | 0 | 0.0062273 | 0.013019 | 0.032 | 0.032
L3 | CAV.1211.L3 | CAV | _ | LCAV | 1.0377 | 19.375 | 0 | 1300 | 0 | 1183.605 | 0 | 0 | 1211.9386 | 0 | 0 | 0 | 11.5519 | 40.7333 | 7.0176 | 9.5534 | 299.3929 | -9.6705 | 13.0324 | 0 | 0 | 0 | 0 | 0.0050225 | 0.013617 | 0.032 | 0.032
L3 | CAV.1213.L3 | CAV | _ | LCAV | 1.0377 | 19.375 | 0 | 1300 | 0 | 1184.9886 | 0 | 0 | 1213.3222 | 0 | 0 | 0 | 11.5712 | 23.6758 | 5.3108 | 9.5605 | 326.7573 | -10.1071 | 13.0331 | 0 | 0 | 0 | 0 | 0.0038259 | 0.014213 | 0.032 | 0.032
L3 | CAV.1214.L3 | CAV | _ | LCAV | 1.0377 | 19.375 | 0 | 1300 | 0 | 1186.3722 | 0 | 0 | 1214.7058 | 0 | 0 | 0 | 11.5906 | 11.341 | 3.6041 | 9.574 | 355.3297 | -10.5436 | 13.0337 | 0 | 0 | 0 | 0 | 0.0026457 | 0.014809 | 0.032 | 0.032
L3 | CAV.1216.L3 | CAV | _ | LCAV | 1.0377 | 19.375 | 0 | 1300 | 0 | 1187.7558 | 0 | 0 | 1216.0894 | 0 | 0 | 0 | 11.61 | 3.7291 | 1.8974 | 9.6081 | 385.1101 | -10.9802 | 13.0343 | 0 | 0 | 0 | 0 | 0.0015159 | 0.015405 | 0.032 | 0.032
L3 | BPM.1216.L3 | BPM | _ | MONI | 0 | 0 | 0 | 0 | 0 | 1188.554 | 0 | 0 | 1216.8876 | 0 | 0 | 0 | 11.61 | 2.7655 | 1.5529 | 9.6219 | 391.2683 | -11.0683 | 13.0344 | 0 | 0 | 0 | 0 | 0.0013054 | 0.015527 | 0.022 | 0.022
L3 | Q.1217.L3 | Q | Q.78.L3 | QUAD | 0.3 | -0.0841 | 0 | 0 | 0 | 1188.779 | 0 | 0 | 1217.1126 | 0 | 0 | 0 | 11.61 | 1.825 | 0.9411 | 9.6488 | 389.6716 | 21.8626 | 13.0346 | 0 | 0 | 0 | 0 | 0.0010604 | 0.015496 | 0.037 | 0.037
L3 | CY.1217.L3 | CY | _ | VKIC | 0 | 0 | 0 | 0 | 0 | 1188.929 | 0 | 0 | 1217.2626 | 0 | 0 | 0 | 11.61 | 1.825 | 0.9411 | 9.6488 | 389.6716 | 21.8626 | 13.0346 | 0 | 0 | 0 | 0 | 0.0010604 | 0.015496 | 0.037 | 0.037
L3 | ACCEND.1217.L3 | ACCEND | _ | MARK | 0 | 0 | 0 | 0 | 0 | 1189.3214 | 0 | 0 | 1217.655 | 0 | 0 | 0 | 11.61 | 1.2455 | 0.5357 | 9.6907 | 372.7031 | 21.3803 | 13.0347 | 0 | 0 | 0 | 0 | 0.00087605 | 0.015154 | #N/A | #N/A
L3 | ACCSTART.1217.L3 | ACCSTART | _ | MARK | 0 | 0 | 0 | 0 | 0 | 1189.3214 | 0 | 0 | 1217.655 | 0 | 0 | 0 | 11.61 | 1.2455 | 0.5357 | 9.6907 | 372.7031 | 21.3803 | 13.0347 | 0 | 0 | 0 | 0 | 0.00087605 | 0.015154 | #N/A | #N/A
L3 | CAV.1218.L3 | CAV | _ | LCAV | 1.0377 | 19.375 | 0 | 1300 | 0 | 1190.0618 | 0 | 0 | 1218.3954 | 0 | 0 | 0 | 11.6294 | 1.5349 | -0.7655 | 9.8729 | 320.8037 | 19.8326 | 13.0353 | 0 | 0 | 0 | 0 | 0.00097171 | 0.014048 | 0.032 | 0.032
L3 | CAV.1219.L3 | CAV | _ | LCAV | 1.0377 | 19.375 | 0 | 1300 | 0 | 1191.4454 | 0 | 0 | 1219.779 | 0 | 0 | 0 | 11.6487 | 5.6313 | -2.1951 | 9.9509 | 268.2759 | 18.1321 | 13.0361 | 0 | 0 | 0 | 0 | 0.0018597 | 0.012836 | 0.032 | 0.032
L3 | CAV.1221.L3 | CAV | _ | LCAV | 1.0377 | 19.375 | 0 | 1300 | 0 | 1192.829 | 0 | 0 | 1221.1626 | 0 | 0 | 0 | 11.6681 | 13.6837 | -3.6248 | 9.9761 | 220.4538 | 16.4315 | 13.037 | 0 | 0 | 0 | 0 | 0.0028965 | 0.011626 | 0.032 | 0.032
L3 | CAV.1222.L3 | CAV | _ | LCAV | 1.0377 | 19.375 | 0 | 1300 | 0 | 1194.2126 | 0 | 0 | 1222.5462 | 0 | 0 | 0 | 11.6875 | 25.6921 | -5.0544 | 9.9879 | 177.3378 | 14.7308 | 13.0381 | 0 | 0 | 0 | 0 | 0.0039656 | 0.010419 | 0.032 | 0.032
L3 | CAV.1223.L3 | CAV | _ | LCAV | 1.0377 | 19.375 | 0 | 1300 | 0 | 1195.5962 | 0 | 0 | 1223.9298 | 0 | 0 | 0 | 11.7069 | 41.6565 | -6.4839 | 9.9946 | 138.9279 | 13.0301 | 13.0395 | 0 | 0 | 0 | 0 | 0.0050454 | 0.009214 | 0.032 | 0.032
L3 | CAV.1225.L3 | CAV | _ | LCAV | 1.0377 | 19.375 | 0 | 1300 | 0 | 1196.9798 | 0 | 0 | 1225.3134 | 0 | 0 | 0 | 11.7262 | 61.5769 | -7.9135 | 9.999 | 105.2243 | 11.3293 | 13.0413 | 0 | 0 | 0 | 0 | 0.0061292 | 0.0080122 | 0.032 | 0.032
L3 | CAV.1226.L3 | CAV | _ | LCAV | 1.0377 | 19.375 | 0 | 1300 | 0 | 1198.3634 | 0 | 0 | 1226.697 | 0 | 0 | 0 | 11.7456 | 85.4531 | -9.343 | 10.002 | 76.2272 | 9.6285 | 13.0438 | 0 | 0 | 0 | 0 | 0.0072144 | 0.0068138 | 0.032 | 0.032
L3 | CAV.1228.L3 | CAV | _ | LCAV | 1.0377 | 19.375 | 0 | 1300 | 0 | 1199.747 | 0 | 0 | 1228.0806 | 0 | 0 | 0 | 11.765 | 113.285 | -10.7725 | 10.0042 | 51.9366 | 7.9276 | 13.0473 | 0 | 0 | 0 | 0 | 0.0082997 | 0.0056197 | 0.032 | 0.032
L3 | BPM.1228.L3 | BPM | _ | MONI | 0 | 0 | 0 | 0 | 0 | 1200.5452 | 0 | 0 | 1228.8788 | 0 | 0 | 0 | 11.765 | 119.3832 | -11.0611 | 10.0046 | 47.6041 | 7.5843 | 13.0482 | 0 | 0 | 0 | 0 | 0.0085202 | 0.0053802 | 0.022 | 0.022
L3 | Q.1229.L3 | Q | Q.79.L3 | QUAD | 0.3 | 0.0841 | 0 | 0 | 0 | 1200.7702 | 0 | 0 | 1229.1038 | 0 | 0 | 0 | 11.765 | 124.6832 | -0.8762 | 10.0051 | 43.1962 | 3.5238 | 13.0495 | 0 | 0 | 0 | 0 | 0.0087073 | 0.0051251 | 0.037 | 0.037
L3 | CX.1229.L3 | CX | _ | HKIC | 0 | 0 | 0 | 0 | 0 | 1200.9202 | 0 | 0 | 1229.2538 | 0 | 0 | 0 | 11.765 | 124.6832 | -0.8762 | 10.0051 | 43.1962 | 3.5238 | 13.0495 | 0 | 0 | 0 | 0 | 0.0087073 | 0.0051251 | 0.037 | 0.037
L3 | ACCEND.1229.L3 | ACCEND | _ | MARK | 0 | 0 | 0 | 0 | 0 | 1201.3126 | 0 | 0 | 1229.6462 | 0 | 0 | 0 | 11.765 | 125.373 | -0.8817 | 10.0056 | 40.4785 | 3.4019 | 13.051 | 0 | 0 | 0 | 0 | 0.0087313 | 0.0049612 | #N/A | #N/A
L3 | ACCSTART.1229.L3 | ACCSTART | _ | MARK | 0 | 0 | 0 | 0 | 0 | 1201.3126 | 0 | 0 | 1229.6462 | 0 | 0 | 0 | 11.765 | 125.373 | -0.8817 | 10.0056 | 40.4785 | 3.4019 | 13.051 | 0 | 0 | 0 | 0 | 0.0087313 | 0.0049612 | #N/A | #N/A
L3 | CAV.1230.L3 | CAV | _ | LCAV | 1.0377 | 19.375 | 0 | 1300 | 0 | 1202.053 | 0 | 0 | 1230.3866 | 0 | 0 | 0 | 11.7844 | 127.6161 | -0.8995 | 10.0072 | 32.4031 | 3.0108 | 13.0565 | 0 | 0 | 0 | 0 | 0.0088018 | 0.0044352 | 0.032 | 0.032
L3 | CAV.1231.L3 | CAV | _ | LCAV | 1.0377 | 19.375 | 0 | 1300 | 0 | 1203.4366 | 0 | 0 | 1231.7702 | 0 | 0 | 0 | 11.8037 | 130.1323 | -0.919 | 10.0089 | 24.6664 | 2.581 | 13.0643 | 0 | 0 | 0 | 0 | 0.0088809 | 0.0038665 | 0.032 | 0.032
L3 | CAV.1233.L3 | CAV | _ | LCAV | 1.0377 | 19.375 | 0 | 1300 | 0 | 1204.8202 | 0 | 0 | 1233.1538 | 0 | 0 | 0 | 11.8231 | 132.7024 | -0.9386 | 10.0106 | 18.1188 | 2.1513 | 13.0747 | 0 | 0 | 0 | 0 | 0.0089608 | 0.0033111 | 0.032 | 0.032
L3 | CAV.1234.L3 | CAV | _ | LCAV | 1.0377 | 19.375 | 0 | 1300 | 0 | 1206.2038 | 0 | 0 | 1234.5374 | 0 | 0 | 0 | 11.8425 | 135.3266 | -0.9581 | 10.0122 | 12.7604 | 1.7215 | 13.0892 | 0 | 0 | 0 | 0 | 0.0090416 | 0.0027764 | 0.032 | 0.032
L3 | CAV.1235.L3 | CAV | _ | LCAV | 1.0377 | 19.375 | 0 | 1300 | 0 | 1207.5874 | 0 | 0 | 1235.921 | 0 | 0 | 0 | 11.8619 | 138.0049 | -0.9776 | 10.0138 | 8.5913 | 1.2917 | 13.1103 | 0 | 0 | 0 | 0 | 0.0091231 | 0.0022763 | 0.032 | 0.032
L3 | CAV.1237.L3 | CAV | _ | LCAV | 1.0377 | 19.375 | 0 | 1300 | 0 | 1208.971 | 0 | 0 | 1237.3046 | 0 | 0 | 0 | 11.8812 | 140.7371 | -0.9971 | 10.0154 | 5.6114 | 0.862 | 13.1423 | 0 | 0 | 0 | 0 | 0.0092055 | 0.0018381 | 0.032 | 0.032
L3 | CAV.1238.L3 | CAV | _ | LCAV | 1.0377 | 19.375 | 0 | 1300 | 0 | 1210.3546 | 0 | 0 | 1238.6882 | 0 | 0 | 0 | 11.9006 | 143.5234 | -1.0166 | 10.017 | 3.8208 | 0.4322 | 13.1906 | 0 | 0 | 0 | 0 | 0.0092886 | 0.0015155 | 0.032 | 0.032
L3 | CAV.1240.L3 | CAV | _ | LCAV | 1.0377 | 19.375 | 0 | 1300 | 0 | 1211.7382 | 0 | 0 | 1240.0718 | 0 | 0 | 0 | 11.92 | 146.3636 | -1.0361 | 10.0185 | 3.2194 | 0.0024 | 13.2551 | 0 | 0 | 0 | 0 | 0.0093724 | 0.00139 | 0.032 | 0.032
L3 | BPM.1240.L3 | BPM | _ | MONI | 0 | 0 | 0 | 0 | 0 | 1212.5364 | 0 | 0 | 1240.87 | 0 | 0 | 0 | 11.92 | 146.9435 | -1.0401 | 10.0188 | 3.2423 | -0.0843 | 13.2689 | 0 | 0 | 0 | 0 | 0.009391 | 0.001395 | 0.022 | 0.022
L3 | Q.1241.L3 | Q | Q.80.L3 | QUAD | 0.3 | -0.0841 | 0 | 0 | 0 | 1212.7614 | 0 | 0 | 1241.095 | 0 | 0 | 0 | 11.92 | 151.4788 | -13.6788 | 10.0192 | 3.2664 | 0.0754 | 13.2871 | 0 | 0 | 0 | 0 | 0.0095348 | 0.0014001 | 0.037 | 0.037
L3 | CY.1241.L3 | CY | _ | VKIC | 0 | 0 | 0 | 0 | 0 | 1212.9114 | 0 | 0 | 1241.245 | 0 | 0 | 0 | 11.92 | 151.4788 | -13.6788 | 10.0192 | 3.2664 | 0.0754 | 13.2871 | 0 | 0 | 0 | 0 | 0.0095348 | 0.0014001 | 0.037 | 0.037
L3 | ACCEND.1241.L3 | ACCEND | _ | MARK | 0 | 0 | 0 | 0 | 0 | 1213.3038 | 0 | 0 | 1241.6374 | 0 | 0 | 0 | 11.92 | 162.4052 | -14.1661 | 10.0196 | 3.2546 | -0.0454 | 13.3063 | 0 | 0 | 0 | 0 | 0.0098727 | 0.0013976 | #N/A | #N/A
L3 | ACCSTART.1241.L3 | ACCSTART | _ | MARK | 0 | 0 | 0 | 0 | 0 | 1213.3038 | 0 | 0 | 1241.6374 | 0 | 0 | 0 | 11.92 | 162.4052 | -14.1661 | 10.0196 | 3.2546 | -0.0454 | 13.3063 | 0 | 0 | 0 | 0 | 0.0098727 | 0.0013976 | #N/A | #N/A
L3 | CAV.1242.L3 | CAV | _ | LCAV | 1.0377 | 19.375 | 0 | 1300 | 0 | 1214.0442 | 0 | 0 | 1242.3778 | 0 | 0 | 0 | 11.9394 | 200.0531 | -15.7298 | 10.0207 | 3.8571 | -0.4331 | 13.3642 | 0 | 0 | 0 | 0 | 0.010949 | 0.0015202 | 0.032 | 0.032
L3 | CAV.1243.L3 | CAV | _ | LCAV | 1.0377 | 19.375 | 0 | 1300 | 0 | 1215.4278 | 0 | 0 | 1243.7614 | 0 | 0 | 0 | 11.9587 | 245.9576 | -17.4478 | 10.0217 | 5.645 | -0.8591 | 13.4121 | 0 | 0 | 0 | 0 | 0.01213 | 0.0018377 | 0.032 | 0.032
L3 | CAV.1245.L3 | CAV | _ | LCAV | 1.0377 | 19.375 | 0 | 1300 | 0 | 1216.8114 | 0 | 0 | 1245.145 | 0 | 0 | 0 | 11.9781 | 296.6161 | -19.1657 | 10.0225 | 8.6117 | -1.2851 | 13.4439 | 0 | 0 | 0 | 0 | 0.01331 | 0.0022679 | 0.032 | 0.032
L3 | CAV.1246.L3 | CAV | _ | LCAV | 1.0377 | 19.375 | 0 | 1300 | 0 | 1218.195 | 0 | 0 | 1246.5286 | 0 | 0 | 0 | 11.9975 | 352.0284 | -20.8836 | 10.0232 | 12.7572 | -1.7111 | 13.465 | 0 | 0 | 0 | 0 | 0.014488 | 0.0027581 | 0.032 | 0.032
L3 | CAV.1247.L3 | CAV | _ | LCAV | 1.0377 | 19.375 | 0 | 1300 | 0 | 1219.5786 | 0 | 0 | 1247.9122 | 0 | 0 | 0 | 12.0169 | 412.1943 | -22.6014 | 10.0238 | 18.0814 | -2.1371 | 13.4795 | 0 | 0 | 0 | 0 | 0.015665 | 0.0032809 | 0.032 | 0.032
L3 | CAV.1249.L3 | CAV | _ | LCAV | 1.0377 | 19.375 | 0 | 1300 | 0 | 1220.9622 | 0 | 0 | 1249.2958 | 0 | 0 | 0 | 12.0362 | 477.1137 | -24.3191 | 10.0243 | 24.5844 | -2.563 | 13.4899 | 0 | 0 | 0 | 0 | 0.01684 | 0.0038226 | 0.032 | 0.032
L3 | CAV.1250.L3 | CAV | _ | LCAV | 1.0377 | 19.375 | 0 | 1300 | 0 | 1222.3458 | 0 | 0 | 1250.6794 | 0 | 0 | 0 | 12.0556 | 546.7862 | -26.0368 | 10.0247 | 32.2662 | -2.989 | 13.4977 | 0 | 0 | 0 | 0 | 0.018013 | 0.0043758 | 0.032 | 0.032
L3 | CAV.1252.L3 | CAV | _ | LCAV | 1.0377 | 19.375 | 0 | 1300 | 0 | 1223.7294 | 0 | 0 | 1252.063 | 0 | 0 | 0 | 12.075 | 621.2116 | -27.7543 | 10.0251 | 41.1267 | -3.4149 | 13.5038 | 0 | 0 | 0 | 0 | 0.019185 | 0.0049362 | 0.032 | 0.032
L3 | BPM.1252.L3 | BPM | _ | MONI | 0 | 0 | 0 | 0 | 0 | 1224.5276 | 0 | 0 | 1252.8612 | 0 | 0 | 0 | 12.075 | 636.812 | -28.1011 | 10.0251 | 43.0583 | -3.5009 | 13.5049 | 0 | 0 | 0 | 0 | 0.019424 | 0.0050508 | 0.022 | 0.022
L3 | Q.1253.L3 | Q | Q.81.L3 | QUAD | 0.3 | 0.0735 | 0 | 0 | 0 | 1224.7526 | 0 | 0 | 1253.0862 | 0 | 0 | 0 | 12.075 | 643.779 | 19.1121 | 10.0252 | 46.7271 | -7.026 | 13.5062 | 0 | 0 | 0 | 0 | 0.01953 | 0.0052616 | 0.037 | 0.037
L3 | CX.1253.L3 | CX | _ | HKIC | 0 | 0 | 0 | 0 | 0 | 1224.9026 | 0 | 0 | 1253.2362 | 0 | 0 | 0 | 12.075 | 643.779 | 19.1121 | 10.0252 | 46.7271 | -7.026 | 13.5062 | 0 | 0 | 0 | 0 | 0.01953 | 0.0052616 | 0.037 | 0.037
L3 | ACCEND.1253.L3 | ACCEND | _ | MARK | 0 | 0 | 0 | 0 | 0 | 1225.295 | 0 | 0 | 1253.6286 | 0 | 0 | 0 | 12.075 | 628.8674 | 18.8888 | 10.0253 | 52.4071 | -7.449 | 13.5075 | 0 | 0 | 0 | 0 | 0.019302 | 0.0055722 | #N/A | #N/A
L3 | ACCSTART.1253.L3 | ACCSTART | _ | MARK | 0 | 0 | 0 | 0 | 0 | 1225.295 | 0 | 0 | 1253.6286 | 0 | 0 | 0 | 12.075 | 628.8674 | 18.8888 | 10.0253 | 52.4071 | -7.449 | 13.5075 | 0 | 0 | 0 | 0 | 0.019302 | 0.0055722 | #N/A | #N/A
L3 | CAV.1254.L3 | CAV | _ | LCAV | 1.0377 | 19.375 | 0 | 1300 | 0 | 1226.0354 | 0 | 0 | 1254.369 | 0 | 0 | 0 | 12.0944 | 582.1959 | 18.1727 | 10.0257 | 72.8775 | -8.8063 | 13.5107 | 0 | 0 | 0 | 0 | 0.018557 | 0.0065657 | 0.032 | 0.032
L3 | CAV.1255.L3 | CAV | _ | LCAV | 1.0377 | 19.375 | 0 | 1300 | 0 | 1227.419 | 0 | 0 | 1255.7526 | 0 | 0 | 0 | 12.1137 | 532.9971 | 17.3859 | 10.026 | 99.3096 | -10.2976 | 13.5133 | 0 | 0 | 0 | 0 | 0.017742 | 0.0076583 | 0.032 | 0.032
L3 | CAV.1257.L3 | CAV | _ | LCAV | 1.0377 | 19.375 | 0 | 1300 | 0 | 1228.8026 | 0 | 0 | 1257.1362 | 0 | 0 | 0 | 12.1331 | 485.9759 | 16.5989 | 10.0265 | 129.8682 | -11.7888 | 13.5152 | 0 | 0 | 0 | 0 | 0.016928 | 0.0087506 | 0.032 | 0.032
L3 | CAV.1258.L3 | CAV | _ | LCAV | 1.0377 | 19.375 | 0 | 1300 | 0 | 1230.1862 | 0 | 0 | 1258.5198 | 0 | 0 | 0 | 12.1525 | 441.1324 | 15.8119 | 10.027 | 164.5533 | -13.2799 | 13.5167 | 0 | 0 | 0 | 0 | 0.016115 | 0.0098423 | 0.032 | 0.032
L3 | CAV.1259.L3 | CAV | _ | LCAV | 1.0377 | 19.375 | 0 | 1300 | 0 | 1231.5698 | 0 | 0 | 1259.9034 | 0 | 0 | 0 | 12.1719 | 398.4668 | 15.0248 | 10.0275 | 203.3648 | -14.7711 | 13.5179 | 0 | 0 | 0 | 0 | 0.015304 | 0.010933 | 0.032 | 0.032
L3 | CAV.1261.L3 | CAV | _ | LCAV | 1.0377 | 19.375 | 0 | 1300 | 0 | 1232.9534 | 0 | 0 | 1261.287 | 0 | 0 | 0 | 12.1912 | 357.9792 | 14.2377 | 10.0281 | 246.3024 | -16.2622 | 13.5189 | 0 | 0 | 0 | 0 | 0.014494 | 0.012022 | 0.032 | 0.032
L3 | CAV.1262.L3 | CAV | _ | LCAV | 1.0377 | 19.375 | 0 | 1300 | 0 | 1234.337 | 0 | 0 | 1262.6706 | 0 | 0 | 0 | 12.2106 | 319.6697 | 13.4506 | 10.0287 | 293.3661 | -17.7532 | 13.5197 | 0 | 0 | 0 | 0 | 0.013685 | 0.01311 | 0.032 | 0.032
L3 | CAV.1264.L3 | CAV | _ | LCAV | 1.0377 | 19.375 | 0 | 1300 | 0 | 1235.7206 | 0 | 0 | 1264.0542 | 0 | 0 | 0 | 12.23 | 283.5386 | 12.6634 | 10.0294 | 344.5557 | -19.2441 | 13.5204 | 0 | 0 | 0 | 0 | 0.012879 | 0.014197 | 0.032 | 0.032
L3 | BPM.1264.L3 | BPM | _ | MONI | 0 | 0 | 0 | 0 | 0 | 1236.5188 | 0 | 0 | 1264.8524 | 0 | 0 | 0 | 12.23 | 276.5092 | 12.5044 | 10.0296 | 355.3895 | -19.5452 | 13.5206 | 0 | 0 | 0 | 0 | 0.012718 | 0.014418 | 0.022 | 0.022
L3 | Q.1265.L3 | Q | Q.82.L3 | QUAD | 0.3 | -0.0831 | 0 | 0 | 0 | 1236.7438 | 0 | 0 | 1265.0774 | 0 | 0 | 0 | 12.23 | 273.9884 | -10.2826 | 10.0298 | 361.1477 | 10.303 | 13.5207 | 0 | 0 | 0 | 0 | 0.01266 | 0.014535 | 0.037 | 0.037
L3 | CY.1265.L3 | CY | _ | VKIC | 0 | 0 | 0 | 0 | 0 | 1236.8938 | 0 | 0 | 1265.2274 | 0 | 0 | 0 | 12.23 | 273.9884 | -10.2826 | 10.0298 | 361.1477 | 10.303 | 13.5207 | 0 | 0 | 0 | 0 | 0.01266 | 0.014535 | 0.037 | 0.037
L3 | ACCEND.1265.L3 | ACCEND | _ | MARK | 0 | 0 | 0 | 0 | 0 | 1237.2862 | 0 | 0 | 1265.6198 | 0 | 0 | 0 | 12.23 | 282.1182 | -10.4355 | 10.03 | 353.1077 | 10.1866 | 13.5209 | 0 | 0 | 0 | 0 | 0.012846 | 0.014372 | #N/A | #N/A
L3 | ACCSTART.1265.L3 | ACCSTART | _ | MARK | 0 | 0 | 0 | 0 | 0 | 1237.2862 | 0 | 0 | 1265.6198 | 0 | 0 | 0 | 12.23 | 282.1182 | -10.4355 | 10.03 | 353.1077 | 10.1866 | 13.5209 | 0 | 0 | 0 | 0 | 0.012846 | 0.014372 | #N/A | #N/A
L3 | CAV.1266.L3 | CAV | _ | LCAV | 1.0377 | 19.375 | 0 | 1300 | 0 | 1238.0266 | 0 | 0 | 1266.3602 | 0 | 0 | 0 | 12.2494 | 309.0186 | -10.9259 | 10.0307 | 327.9221 | 9.8131 | 13.5215 | 0 | 0 | 0 | 0 | 0.013434 | 0.013839 | 0.032 | 0.032
L3 | CAV.1267.L3 | CAV | _ | LCAV | 1.0377 | 19.375 | 0 | 1300 | 0 | 1239.4102 | 0 | 0 | 1267.7438 | 0 | 0 | 0 | 12.2687 | 339.9982 | -11.4646 | 10.0314 | 301.335 | 9.4028 | 13.5222 | 0 | 0 | 0 | 0 | 0.01408 | 0.013256 | 0.032 | 0.032
L3 | CAV.1269.L3 | CAV | _ | LCAV | 1.0377 | 19.375 | 0 | 1300 | 0 | 1240.7938 | 0 | 0 | 1269.1274 | 0 | 0 | 0 | 12.2881 | 372.4685 | -12.0033 | 10.032 | 275.8835 | 8.9924 | 13.5229 | 0 | 0 | 0 | 0 | 0.014726 | 0.012673 | 0.032 | 0.032
L3 | CAV.1270.L3 | CAV | _ | LCAV | 1.0377 | 19.375 | 0 | 1300 | 0 | 1242.1774 | 0 | 0 | 1270.511 | 0 | 0 | 0 | 12.3075 | 406.4296 | -12.542 | 10.0326 | 251.5676 | 8.582 | 13.5238 | 0 | 0 | 0 | 0 | 0.01537 | 0.012093 | 0.032 | 0.032
L3 | CAV.1271.L3 | CAV | _ | LCAV | 1.0377 | 19.375 | 0 | 1300 | 0 | 1243.561 | 0 | 0 | 1271.8946 | 0 | 0 | 0 | 12.3269 | 441.8812 | -13.0807 | 10.0331 | 228.3874 | 8.1716 | 13.5247 | 0 | 0 | 0 | 0 | 0.016014 | 0.011513 | 0.032 | 0.032
L3 | CAV.1273.L3 | CAV | _ | LCAV | 1.0377 | 19.375 | 0 | 1300 | 0 | 1244.9446 | 0 | 0 | 1273.2782 | 0 | 0 | 0 | 12.3462 | 478.8234 | -13.6193 | 10.0336 | 206.343 | 7.7611 | 13.5257 | 0 | 0 | 0 | 0 | 0.016657 | 0.010935 | 0.032 | 0.032
L3 | CAV.1274.L3 | CAV | _ | LCAV | 1.0377 | 19.375 | 0 | 1300 | 0 | 1246.3282 | 0 | 0 | 1274.6618 | 0 | 0 | 0 | 12.3656 | 517.2559 | -14.1578 | 10.034 | 185.4345 | 7.3506 | 13.5268 | 0 | 0 | 0 | 0 | 0.017299 | 0.010358 | 0.032 | 0.032
L3 | CAV.1276.L3 | CAV | _ | LCAV | 1.0377 | 19.375 | 0 | 1300 | 0 | 1247.7118 | 0 | 0 | 1276.0454 | 0 | 0 | 0 | 12.385 | 557.1786 | -14.6963 | 10.0344 | 165.6619 | 6.9401 | 13.5281 | 0 | 0 | 0 | 0 | 0.01794 | 0.0097822 | 0.032 | 0.032
L3 | BPM.1276.L3 | BPM | _ | MONI | 0 | 0 | 0 | 0 | 0 | 1248.51 | 0 | 0 | 1276.8436 | 0 | 0 | 0 | 12.385 | 565.4184 | -14.8051 | 10.0345 | 161.8083 | 6.8572 | 13.5284 | 0 | 0 | 0 | 0 | 0.018072 | 0.0096678 | 0.022 | 0.022
L3 | Q.1277.L3 | Q | Q.83.L3 | QUAD | 0.3 | 0.0754 | 0 | 0 | 0 | 1248.735 | 0 | 0 | 1277.0686 | 0 | 0 | 0 | 12.385 | 563.6946 | 27.8907 | 10.0346 | 160.311 | -5.2552 | 13.5287 | 0 | 0 | 0 | 0 | 0.018045 | 0.0096229 | 0.037 | 0.037
L3 | CX.1277.L3 | CX | _ | HKIC | 0 | 0 | 0 | 0 | 0 | 1248.885 | 0 | 0 | 1277.2186 | 0 | 0 | 0 | 12.385 | 563.6946 | 27.8907 | 10.0346 | 160.311 | -5.2552 | 13.5287 | 0 | 0 | 0 | 0 | 0.018045 | 0.0096229 | 0.037 | 0.037
L3 | ACCEND.1277.L3 | ACCEND | _ | MARK | 0 | 0 | 0 | 0 | 0 | 1249.2774 | 0 | 0 | 1277.611 | 0 | 0 | 0 | 12.385 | 542.0188 | 27.3485 | 10.0347 | 164.4628 | -5.3252 | 13.5291 | 0 | 0 | 0 | 0 | 0.017694 | 0.0097468 | #N/A | #N/A
L3 | ACCSTART.1277.L3 | ACCSTART | _ | MARK | 0 | 0 | 0 | 0 | 0 | 1249.2774 | 0 | 0 | 1277.611 | 0 | 0 | 0 | 12.385 | 542.0188 | 27.3485 | 10.0347 | 164.4628 | -5.3252 | 13.5291 | 0 | 0 | 0 | 0 | 0.017694 | 0.0097468 | #N/A | #N/A
L3 | CAV.1278.L3 | CAV | _ | LCAV | 1.0377 | 19.375 | 0 | 1300 | 0 | 1250.0178 | 0 | 0 | 1278.3514 | 0 | 0 | 0 | 12.4044 | 475.3299 | 25.6087 | 10.0351 | 178.1578 | -5.5499 | 13.5303 | 0 | 0 | 0 | 0 | 0.016557 | 0.010137 | 0.032 | 0.032
L3 | CAV.1279.L3 | CAV | _ | LCAV | 1.0377 | 19.375 | 0 | 1300 | 0 | 1251.4014 | 0 | 0 | 1279.735 | 0 | 0 | 0 | 12.4237 | 407.1105 | 23.6971 | 10.0356 | 193.8571 | -5.7968 | 13.5315 | 0 | 0 | 0 | 0 | 0.015311 | 0.010565 | 0.032 | 0.032
L3 | CAV.1281.L3 | CAV | _ | LCAV | 1.0377 | 19.375 | 0 | 1300 | 0 | 1252.785 | 0 | 0 | 1281.1186 | 0 | 0 | 0 | 12.4431 | 344.181 | 21.7854 | 10.0362 | 210.2395 | -6.0436 | 13.5326 | 0 | 0 | 0 | 0 | 0.014067 | 0.010994 | 0.032 | 0.032
L3 | CAV.1282.L3 | CAV | _ | LCAV | 1.0377 | 19.375 | 0 | 1300 | 0 | 1254.1686 | 0 | 0 | 1282.5022 | 0 | 0 | 0 | 12.4625 | 286.5415 | 19.8737 | 10.0369 | 227.3049 | -6.2904 | 13.5336 | 0 | 0 | 0 | 0 | 0.012825 | 0.011423 | 0.032 | 0.032
L3 | CAV.1283.L3 | CAV | _ | LCAV | 1.0377 | 19.375 | 0 | 1300 | 0 | 1255.5522 | 0 | 0 | 1283.8858 | 0 | 0 | 0 | 12.4819 | 234.1924 | 17.9618 | 10.0378 | 245.0533 | -6.5372 | 13.5345 | 0 | 0 | 0 | 0 | 0.011586 | 0.011851 | 0.032 | 0.032
L3 | CAV.1285.L3 | CAV | _ | LCAV | 1.0377 | 19.375 | 0 | 1300 | 0 | 1256.9358 | 0 | 0 | 1285.2694 | 0 | 0 | 0 | 12.5012 | 187.1337 | 16.05 | 10.0388 | 263.4846 | -6.784 | 13.5354 | 0 | 0 | 0 | 0 | 0.010348 | 0.012279 | 0.032 | 0.032
L3 | CAV.1286.L3 | CAV | _ | LCAV | 1.0377 | 19.375 | 0 | 1300 | 0 | 1258.3194 | 0 | 0 | 1286.653 | 0 | 0 | 0 | 12.5206 | 145.3656 | 14.138 | 10.0402 | 282.5988 | -7.0308 | 13.5362 | 0 | 0 | 0 | 0 | 0.0091137 | 0.012707 | 0.032 | 0.032
L3 | CAV.1288.L3 | CAV | _ | LCAV | 1.0377 | 19.375 | 0 | 1300 | 0 | 1259.703 | 0 | 0 | 1288.0366 | 0 | 0 | 0 | 12.54 | 108.8882 | 12.2261 | 10.0419 | 302.3958 | -7.2775 | 13.5369 | 0 | 0 | 0 | 0 | 0.0078816 | 0.013135 | 0.032 | 0.032
L3 | BPM.1288.L3 | BPM | _ | MONI | 0 | 0 | 0 | 0 | 0 | 1260.5012 | 0 | 0 | 1288.8348 | 0 | 0 | 0 | 12.54 | 102.1665 | 11.8401 | 10.0423 | 306.4749 | -7.3274 | 13.5371 | 0 | 0 | 0 | 0 | 0.0076345 | 0.013223 | 0.022 | 0.022
L3 | Q.1289.L3 | Q | Q.84.L3 | QUAD | 0.3 | -0.093 | 0 | 0 | 0 | 1260.7262 | 0 | 0 | 1289.0598 | 0 | 0 | 0 | 12.54 | 96.1786 | 2.4598 | 10.0429 | 303.4086 | 21.0993 | 13.5373 | 0 | 0 | 0 | 0 | 0.0074074 | 0.013156 | 0.037 | 0.037
L3 | CY.1289.L3 | CY | _ | VKIC | 0 | 0 | 0 | 0 | 0 | 1260.8762 | 0 | 0 | 1289.2098 | 0 | 0 | 0 | 12.54 | 96.1786 | 2.4598 | 10.0429 | 303.4086 | 21.0993 | 13.5373 | 0 | 0 | 0 | 0 | 0.0074074 | 0.013156 | 0.037 | 0.037
L3 | ACCEND.1289.L3 | ACCEND | _ | MARK | 0 | 0 | 0 | 0 | 0 | 1261.2686 | 0 | 0 | 1289.6022 | 0 | 0 | 0 | 12.54 | 94.2594 | 2.431 | 10.0436 | 287.0763 | 20.5222 | 13.5375 | 0 | 0 | 0 | 0 | 0.0073331 | 0.012797 | #N/A | #N/A
L3 | CSC.1290.L3 | CSC | _ | CRYO | 2.0754 | 0 | 0 | 0 | 0 | 1262.3063 | 0 | 0 | 1290.6399 | 0 | 0 | 0 | 12.54 | 84.4845 | 2.2789 | 10.0473 | 208.2267 | 17.4702 | 13.5388 | 0 | 0 | 0 | 0 | 0.0069425 | 0.010899 | #N/A | #N/A
L3 | ACCSTART.1291.L3 | ACCSTART | _ | MARK | 0 | 0 | 0 | 0 | 0 | 1263.344 | 0 | 0 | 1291.6776 | 0 | 0 | 0 | 12.54 | 84.4845 | 2.2789 | 10.0473 | 208.2267 | 17.4702 | 13.5388 | 0 | 0 | 0 | 0 | 0.0069425 | 0.010899 | #N/A | #N/A
L3 | CAV.1292.L3 | CAV | _ | LCAV | 1.0377 | 19.375 | 0 | 1300 | 0 | 1264.0844 | 0 | 0 | 1292.418 | 0 | 0 | 0 | 12.5594 | 78.8612 | 2.1866 | 10.0498 | 166.5581 | 15.6185 | 13.5399 | 0 | 0 | 0 | 0 | 0.0067023 | 0.0097403 | 0.032 | 0.032
L3 | CAV.1293.L3 | CAV | _ | LCAV | 1.0377 | 19.375 | 0 | 1300 | 0 | 1265.468 | 0 | 0 | 1293.8016 | 0 | 0 | 0 | 12.5787 | 72.9507 | 2.0852 | 10.0527 | 126.1538 | 13.5839 | 13.5414 | 0 | 0 | 0 | 0 | 0.0064413 | 0.0084705 | 0.032 | 0.032
L3 | CAV.1295.L3 | CAV | _ | LCAV | 1.0377 | 19.375 | 0 | 1300 | 0 | 1266.8516 | 0 | 0 | 1295.1852 | 0 | 0 | 0 | 12.5981 | 67.3208 | 1.9838 | 10.0558 | 91.3797 | 11.5492 | 13.5435 | 0 | 0 | 0 | 0 | 0.006183 | 0.0072036 | 0.032 | 0.032
L3 | CAV.1296.L3 | CAV | _ | LCAV | 1.0377 | 19.375 | 0 | 1300 | 0 | 1268.2352 | 0 | 0 | 1296.5688 | 0 | 0 | 0 | 12.6175 | 61.9715 | 1.8824 | 10.0592 | 62.236 | 9.5145 | 13.5464 | 0 | 0 | 0 | 0 | 0.0059277 | 0.0059403 | 0.032 | 0.032
L3 | CAV.1297.L3 | CAV | _ | LCAV | 1.0377 | 19.375 | 0 | 1300 | 0 | 1269.6188 | 0 | 0 | 1297.9524 | 0 | 0 | 0 | 12.6369 | 56.9028 | 1.781 | 10.0629 | 38.7228 | 7.4798 | 13.5509 | 0 | 0 | 0 | 0 | 0.0056757 | 0.0046821 | 0.032 | 0.032
L3 | CAV.1299.L3 | CAV | _ | LCAV | 1.0377 | 19.375 | 0 | 1300 | 0 | 1271.0024 | 0 | 0 | 1299.336 | 0 | 0 | 0 | 12.6562 | 52.1147 | 1.6796 | 10.067 | 20.8401 | 5.445 | 13.5587 | 0 | 0 | 0 | 0 | 0.0054275 | 0.0034322 | 0.032 | 0.032
L3 | CAV.1300.L3 | CAV | _ | LCAV | 1.0377 | 19.375 | 0 | 1300 | 0 | 1272.386 | 0 | 0 | 1300.7196 | 0 | 0 | 0 | 12.6756 | 47.6073 | 1.5782 | 10.0714 | 8.5879 | 3.4102 | 13.5751 | 0 | 0 | 0 | 0 | 0.0051835 | 0.0022016 | 0.032 | 0.032
L3 | CAV.1302.L3 | CAV | _ | LCAV | 1.0377 | 19.375 | 0 | 1300 | 0 | 1273.7696 | 0 | 0 | 1302.1032 | 0 | 0 | 0 | 12.695 | 43.3805 | 1.4768 | 10.0762 | 1.9664 | 1.3755 | 13.6298 | 0 | 0 | 0 | 0 | 0.0049443 | 0.0010527 | 0.032 | 0.032
L3 | BPM.1302.L3 | BPM | _ | MONI | 0 | 0 | 0 | 0 | 0 | 1274.5678 | 0 | 0 | 1302.9014 | 0 | 0 | 0 | 12.695 | 42.5613 | 1.4563 | 10.0773 | 1.3128 | 0.9647 | 13.6576 | 0 | 0 | 0 | 0 | 0.0048974 | 0.00086012 | 0.022 | 0.022
L3 | Q.1303.L3 | Q | Q.85.L3 | QUAD | 0.3 | 0.0754 | 0 | 0 | 0 | 1274.7928 | 0 | 0 | 1303.1264 | 0 | 0 | 0 | 12.695 | 40.5414 | 4.5099 | 10.0787 | 0.8161 | 0.3554 | 13.7169 | 0 | 0 | 0 | 0 | 0.0047798 | 0.00067816 | 0.037 | 0.037
L3 | CX.1303.L3 | CX | _ | HKIC | 0 | 0 | 0 | 0 | 0 | 1274.9428 | 0 | 0 | 1303.2764 | 0 | 0 | 0 | 12.695 | 40.5414 | 4.5099 | 10.0787 | 0.8161 | 0.3554 | 13.7169 | 0 | 0 | 0 | 0 | 0.0047798 | 0.00067816 | 0.037 | 0.037
L3 | ACCEND.1303.L3 | ACCEND | _ | MARK | 0 | 0 | 0 | 0 | 0 | 1275.3352 | 0 | 0 | 1303.6688 | 0 | 0 | 0 | 12.695 | 37.0831 | 4.3034 | 10.0803 | 0.7497 | -0.1861 | 13.8006 | 0 | 0 | 0 | 0 | 0.0045714 | 0.00064998 | #N/A | #N/A
L3 | ACCSTART.1303.L3 | ACCSTART | _ | MARK | 0 | 0 | 0 | 0 | 0 | 1275.3352 | 0 | 0 | 1303.6688 | 0 | 0 | 0 | 12.695 | 37.0831 | 4.3034 | 10.0803 | 0.7497 | -0.1861 | 13.8006 | 0 | 0 | 0 | 0 | 0.0045714 | 0.00064998 | #N/A | #N/A
L3 | CAV.1304.L3 | CAV | _ | LCAV | 1.0377 | 19.375 | 0 | 1300 | 0 | 1276.0756 | 0 | 0 | 1304.4092 | 0 | 0 | 0 | 12.7144 | 27.0794 | 3.6405 | 10.0866 | 3.407 | -1.924 | 13.945 | 0 | 0 | 0 | 0 | 0.0039034 | 0.0013846 | 0.032 | 0.032
L3 | CAV.1305.L3 | CAV | _ | LCAV | 1.0377 | 19.375 | 0 | 1300 | 0 | 1277.4592 | 0 | 0 | 1305.7928 | 0 | 0 | 0 | 12.7337 | 18.0129 | 2.9123 | 10.0966 | 11.3731 | -3.8335 | 13.9807 | 0 | 0 | 0 | 0 | 0.0031812 | 0.0025278 | 0.032 | 0.032
L3 | CAV.1307.L3 | CAV | _ | LCAV | 1.0377 | 19.375 | 0 | 1300 | 0 | 1278.8428 | 0 | 0 | 1307.1764 | 0 | 0 | 0 | 12.7531 | 10.9617 | 2.184 | 10.1123 | 24.6231 | -5.7429 | 13.9938 | 0 | 0 | 0 | 0 | 0.0024797 | 0.0037165 | 0.032 | 0.032
L3 | CAV.1308.L3 | CAV | _ | LCAV | 1.0377 | 19.375 | 0 | 1300 | 0 | 1280.2264 | 0 | 0 | 1308.56 | 0 | 0 | 0 | 12.7725 | 5.9258 | 1.4557 | 10.1398 | 43.1568 | -7.6524 | 14.0006 | 0 | 0 | 0 | 0 | 0.0018218 | 0.0049166 | 0.032 | 0.032
L3 | CAV.1309.L3 | CAV | _ | LCAV | 1.0377 | 19.375 | 0 | 1300 | 0 | 1281.61 | 0 | 0 | 1309.9436 | 0 | 0 | 0 | 12.7919 | 2.9052 | 0.7274 | 10.1939 | 66.9743 | -9.5618 | 14.0047 | 0 | 0 | 0 | 0 | 0.0012747 | 0.0061201 | 0.032 | 0.032
L3 | CAV.1311.L3 | CAV | _ | LCAV | 1.0377 | 19.375 | 0 | 1300 | 0 | 1282.9936 | 0 | 0 | 1311.3272 | 0 | 0 | 0 | 12.8112 | 1.8998 | -0.0008 | 10.2941 | 96.0754 | -11.4711 | 14.0074 | 0 | 0 | 0 | 0 | 0.00103 | 0.0073246 | 0.032 | 0.032
L3 | CAV.1312.L3 | CAV | _ | LCAV | 1.0377 | 19.375 | 0 | 1300 | 0 | 1284.3772 | 0 | 0 | 1312.7108 | 0 | 0 | 0 | 12.8306 | 2.9098 | -0.7291 | 10.3942 | 130.4601 | -13.3805 | 14.0094 | 0 | 0 | 0 | 0 | 0.0012737 | 0.0085288 | 0.032 | 0.032
L3 | CAV.1314.L3 | CAV | _ | LCAV | 1.0377 | 19.375 | 0 | 1300 | 0 | 1285.7608 | 0 | 0 | 1314.0944 | 0 | 0 | 0 | 12.85 | 5.935 | -1.4574 | 10.4483 | 170.1283 | -15.2898 | 14.0109 | 0 | 0 | 0 | 0 | 0.0018177 | 0.0097322 | 0.032 | 0.032
L3 | BPM.1314.L3 | BPM | _ | MONI | 0 | 0 | 0 | 0 | 0 | 1286.559 | 0 | 0 | 1314.8926 | 0 | 0 | 0 | 12.85 | 6.7902 | -1.6044 | 10.4553 | 178.7768 | -15.6752 | 14.0111 | 0 | 0 | 0 | 0 | 0.0019443 | 0.0099765 | 0.022 | 0.022
L3 | Q.1315.L3 | Q | Q.86.L3 | QUAD | 0.3 | -0.093 | 0 | 0 | 0 | 1286.784 | 0 | 0 | 1315.1176 | 0 | 0 | 0 | 12.85 | 8.2846 | -2.564 | 10.4633 | 185.5421 | 1.2283 | 14.0115 | 0 | 0 | 0 | 0 | 0.0021476 | 0.010164 | 0.037 | 0.037
L3 | CY.1315.L3 | CY | _ | VKIC | 0 | 0 | 0 | 0 | 0 | 1286.934 | 0 | 0 | 1315.2676 | 0 | 0 | 0 | 12.85 | 8.2846 | -2.564 | 10.4633 | 185.5421 | 1.2283 | 14.0115 | 0 | 0 | 0 | 0 | 0.0021476 | 0.010164 | 0.037 | 0.037
L3 | ACCEND.1315.L3 | ACCEND | _ | MARK | 0 | 0 | 0 | 0 | 0 | 1287.3264 | 0 | 0 | 1315.66 | 0 | 0 | 0 | 12.85 | 10.4376 | -2.9228 | 10.47 | 184.5802 | 1.2229 | 14.0118 | 0 | 0 | 0 | 0 | 0.0024106 | 0.010137 | #N/A | #N/A
L3 | ACCSTART.1315.L3 | ACCSTART | _ | MARK | 0 | 0 | 0 | 0 | 0 | 1287.3264 | 0 | 0 | 1315.66 | 0 | 0 | 0 | 12.85 | 10.4376 | -2.9228 | 10.47 | 184.5802 | 1.2229 | 14.0118 | 0 | 0 | 0 | 0 | 0.0024106 | 0.010137 | #N/A | #N/A
L3 | CAV.1316.L3 | CAV | _ | LCAV | 1.0377 | 19.375 | 0 | 1300 | 0 | 1288.0668 | 0 | 0 | 1316.4004 | 0 | 0 | 0 | 12.8694 | 19.2488 | -4.0741 | 10.4841 | 181.5214 | 1.206 | 14.0129 | 0 | 0 | 0 | 0 | 0.0032711 | 0.010045 | 0.032 | 0.032
L3 | CAV.1317.L3 | CAV | _ | LCAV | 1.0377 | 19.375 | 0 | 1300 | 0 | 1289.4504 | 0 | 0 | 1317.784 | 0 | 0 | 0 | 12.8887 | 32.2729 | -5.3391 | 10.493 | 178.2099 | 1.1874 | 14.0141 | 0 | 0 | 0 | 0 | 0.0042324 | 0.0099457 | 0.032 | 0.032
L3 | CAV.1319.L3 | CAV | _ | LCAV | 1.0377 | 19.375 | 0 | 1300 | 0 | 1290.834 | 0 | 0 | 1319.1676 | 0 | 0 | 0 | 12.9081 | 48.7973 | -6.604 | 10.4985 | 174.9499 | 1.1688 | 14.0154 | 0 | 0 | 0 | 0 | 0.0052005 | 0.0098469 | 0.032 | 0.032
L3 | CAV.1320.L3 | CAV | _ | LCAV | 1.0377 | 19.375 | 0 | 1300 | 0 | 1292.2176 | 0 | 0 | 1320.5512 | 0 | 0 | 0 | 12.9275 | 68.822 | -7.8689 | 10.5023 | 171.7414 | 1.1502 | 14.0166 | 0 | 0 | 0 | 0 | 0.0061714 | 0.0097489 | 0.032 | 0.032
L3 | CAV.1321.L3 | CAV | _ | LCAV | 1.0377 | 19.375 | 0 | 1300 | 0 | 1293.6012 | 0 | 0 | 1321.9348 | 0 | 0 | 0 | 12.9469 | 92.3469 | -9.1338 | 10.5051 | 168.5844 | 1.1316 | 14.0179 | 0 | 0 | 0 | 0 | 0.0071434 | 0.0096516 | 0.032 | 0.032
L3 | CAV.1323.L3 | CAV | _ | LCAV | 1.0377 | 19.375 | 0 | 1300 | 0 | 1294.9848 | 0 | 0 | 1323.3184 | 0 | 0 | 0 | 12.9662 | 119.372 | -10.3986 | 10.5072 | 165.479 | 1.1129 | 14.0193 | 0 | 0 | 0 | 0 | 0.0081156 | 0.0095552 | 0.032 | 0.032
L3 | CAV.1324.L3 | CAV | _ | LCAV | 1.0377 | 19.375 | 0 | 1300 | 0 | 1296.3684 | 0 | 0 | 1324.702 | 0 | 0 | 0 | 12.9856 | 149.8972 | -11.6635 | 10.5088 | 162.4251 | 1.0943 | 14.0206 | 0 | 0 | 0 | 0 | 0.0090874 | 0.0094595 | 0.032 | 0.032
L3 | CAV.1326.L3 | CAV | _ | LCAV | 1.0377 | 19.375 | 0 | 1300 | 0 | 1297.752 | 0 | 0 | 1326.0856 | 0 | 0 | 0 | 13.005 | 183.9223 | -12.9283 | 10.5102 | 159.4228 | 1.0757 | 14.022 | 0 | 0 | 0 | 0 | 0.010059 | 0.0093647 | 0.032 | 0.032
L3 | BPM.1326.L3 | BPM | _ | MONI | 0 | 0 | 0 | 0 | 0 | 1298.5502 | 0 | 0 | 1326.8838 | 0 | 0 | 0 | 13.005 | 191.2154 | -13.1836 | 10.5104 | 158.823 | 1.0719 | 14.0222 | 0 | 0 | 0 | 0 | 0.010256 | 0.0093471 | 0.022 | 0.022
L3 | Q.1327.L3 | Q | Q.87.L3 | QUAD | 0.3 | 0.0735 | 0 | 0 | 0 | 1298.7752 | 0 | 0 | 1327.1088 | 0 | 0 | 0 | 13.005 | 196.8847 | 1.0538 | 10.5107 | 161.5368 | -10.7228 | 14.0226 | 0 | 0 | 0 | 0 | 0.010407 | 0.0094266 | 0.037 | 0.037
L3 | CX.1327.L3 | CX | _ | HKIC | 0 | 0 | 0 | 0 | 0 | 1298.9252 | 0 | 0 | 1327.2588 | 0 | 0 | 0 | 13.005 | 196.8847 | 1.0538 | 10.5107 | 161.5368 | -10.7228 | 14.0226 | 0 | 0 | 0 | 0 | 0.010407 | 0.0094266 | 0.037 | 0.037
L3 | ACCEND.1327.L3 | ACCEND | _ | MARK | 0 | 0 | 0 | 0 | 0 | 1299.3176 | 0 | 0 | 1327.6512 | 0 | 0 | 0 | 13.005 | 196.0593 | 1.0496 | 10.511 | 170.0625 | -11.0045 | 14.023 | 0 | 0 | 0 | 0 | 0.010385 | 0.0096722 | #N/A | #N/A
L3 | ACCSTART.1327.L3 | ACCSTART | _ | MARK | 0 | 0 | 0 | 0 | 0 | 1299.3176 | 0 | 0 | 1327.6512 | 0 | 0 | 0 | 13.005 | 196.0593 | 1.0496 | 10.511 | 170.0625 | -11.0045 | 14.023 | 0 | 0 | 0 | 0 | 0.010385 | 0.0096722 | #N/A | #N/A
L3 | CAV.1328.L3 | CAV | _ | LCAV | 1.0377 | 19.375 | 0 | 1300 | 0 | 1300.058 | 0 | 0 | 1328.3916 | 0 | 0 | 0 | 13.0244 | 193.4326 | 1.0362 | 10.5121 | 198.9169 | -11.9085 | 14.0241 | 0 | 0 | 0 | 0 | 0.010308 | 0.010453 | 0.032 | 0.032
L3 | CAV.1329.L3 | CAV | _ | LCAV | 1.0377 | 19.375 | 0 | 1300 | 0 | 1301.4416 | 0 | 0 | 1329.7752 | 0 | 0 | 0 | 13.0437 | 190.5856 | 1.0215 | 10.5132 | 233.2444 | -12.9017 | 14.0251 | 0 | 0 | 0 | 0 | 0.010224 | 0.01131 | 0.032 | 0.032
L3 | CAV.1331.L3 | CAV | _ | LCAV | 1.0377 | 19.375 | 0 | 1300 | 0 | 1302.8252 | 0 | 0 | 1331.1588 | 0 | 0 | 0 | 13.0631 | 187.7794 | 1.0068 | 10.5144 | 270.3203 | -13.8949 | 14.026 | 0 | 0 | 0 | 0 | 0.010141 | 0.012167 | 0.032 | 0.032
L3 | CAV.1332.L3 | CAV | _ | LCAV | 1.0377 | 19.375 | 0 | 1300 | 0 | 1304.2088 | 0 | 0 | 1332.5424 | 0 | 0 | 0 | 13.0825 | 185.0139 | 0.992 | 10.5156 | 310.1446 | -14.8881 | 14.0267 | 0 | 0 | 0 | 0 | 0.010058 | 0.013023 | 0.032 | 0.032
L3 | CAV.1333.L3 | CAV | _ | LCAV | 1.0377 | 19.375 | 0 | 1300 | 0 | 1305.5924 | 0 | 0 | 1333.926 | 0 | 0 | 0 | 13.1019 | 182.2892 | 0.9773 | 10.5168 | 352.7171 | -15.8812 | 14.0274 | 0 | 0 | 0 | 0 | 0.0099767 | 0.013878 | 0.032 | 0.032
L3 | CAV.1335.L3 | CAV | _ | LCAV | 1.0377 | 19.375 | 0 | 1300 | 0 | 1306.976 | 0 | 0 | 1335.3096 | 0 | 0 | 0 | 13.1212 | 179.6053 | 0.9625 | 10.518 | 398.0376 | -16.8743 | 14.028 | 0 | 0 | 0 | 0 | 0.0098957 | 0.014732 | 0.032 | 0.032
L3 | CAV.1336.L3 | CAV | _ | LCAV | 1.0377 | 19.375 | 0 | 1300 | 0 | 1308.3596 | 0 | 0 | 1336.6932 | 0 | 0 | 0 | 13.1406 | 176.9623 | 0.9478 | 10.5192 | 446.1061 | -17.8673 | 14.0285 | 0 | 0 | 0 | 0 | 0.0098154 | 0.015584 | 0.032 | 0.032
L3 | CAV.1338.L3 | CAV | _ | LCAV | 1.0377 | 19.375 | 0 | 1300 | 0 | 1309.7432 | 0 | 0 | 1338.0768 | 0 | 0 | 0 | 13.16 | 174.36 | 0.933 | 10.5205 | 496.9225 | -18.8603 | 14.029 | 0 | 0 | 0 | 0 | 0.0097358 | 0.016436 | 0.032 | 0.032
L3 | BPM.1338.L3 | BPM | _ | MONI | 0 | 0 | 0 | 0 | 0 | 1310.5414 | 0 | 0 | 1338.875 | 0 | 0 | 0 | 13.16 | 173.8396 | 0.93 | 10.5207 | 507.5138 | -19.0607 | 14.0291 | 0 | 0 | 0 | 0 | 0.0097212 | 0.01661 | 0.022 | 0.022
L3 | Q.1339.L3 | Q | Q.88.L3 | QUAD | 0.3 | -0.0831 | 0 | 0 | 0 | 1310.7664 | 0 | 0 | 1339.1 | 0 | 0 | 0 | 13.16 | 177.4996 | -13.6989 | 10.5211 | 509.1052 | 23.3183 | 14.0292 | 0 | 0 | 0 | 0 | 0.009823 | 0.016636 | 0.037 | 0.037
L3 | CY.1339.L3 | CY | _ | VKIC | 0 | 0 | 0 | 0 | 0 | 1310.9164 | 0 | 0 | 1339.25 | 0 | 0 | 0 | 13.16 | 177.4996 | -13.6989 | 10.5211 | 509.1052 | 23.3183 | 14.0292 | 0 | 0 | 0 | 0 | 0.009823 | 0.016636 | 0.037 | 0.037
L3 | ACCEND.1339.L3 | ACCEND | _ | MARK | 0 | 0 | 0 | 0 | 0 | 1311.3088 | 0 | 0 | 1339.6424 | 0 | 0 | 0 | 13.16 | 188.4141 | -14.1159 | 10.5214 | 490.9698 | 22.8985 | 14.0293 | 0 | 0 | 0 | 0 | 0.010121 | 0.016337 | #N/A | #N/A
L3 | ACCSTART.1339.L3 | ACCSTART | _ | MARK | 0 | 0 | 0 | 0 | 0 | 1311.3088 | 0 | 0 | 1339.6424 | 0 | 0 | 0 | 13.16 | 188.4141 | -14.1159 | 10.5214 | 490.9698 | 22.8985 | 14.0293 | 0 | 0 | 0 | 0 | 0.010121 | 0.016337 | #N/A | #N/A
L3 | CAV.1340.L3 | CAV | _ | LCAV | 1.0377 | 19.375 | 0 | 1300 | 0 | 1312.0492 | 0 | 0 | 1340.3828 | 0 | 0 | 0 | 13.1794 | 225.652 | -15.4543 | 10.5224 | 434.9943 | 21.5512 | 14.0298 | 0 | 0 | 0 | 0 | 0.011067 | 0.015366 | 0.032 | 0.032
L3 | CAV.1341.L3 | CAV | _ | LCAV | 1.0377 | 19.375 | 0 | 1300 | 0 | 1313.4328 | 0 | 0 | 1341.7664 | 0 | 0 | 0 | 13.1987 | 270.4516 | -16.9247 | 10.5233 | 377.4059 | 20.0709 | 14.0303 | 0 | 0 | 0 | 0 | 0.012107 | 0.014303 | 0.032 | 0.032
L3 | CAV.1343.L3 | CAV | _ | LCAV | 1.0377 | 19.375 | 0 | 1300 | 0 | 1314.8164 | 0 | 0 | 1343.15 | 0 | 0 | 0 | 13.2181 | 319.3202 | -18.3951 | 10.524 | 323.9138 | 18.5906 | 14.0309 | 0 | 0 | 0 | 0 | 0.013146 | 0.013241 | 0.032 | 0.032
L3 | CAV.1344.L3 | CAV | _ | LCAV | 1.0377 | 19.375 | 0 | 1300 | 0 | 1316.2 | 0 | 0 | 1344.5336 | 0 | 0 | 0 | 13.2375 | 372.2576 | -19.8654 | 10.5246 | 274.5183 | 17.1102 | 14.0317 | 0 | 0 | 0 | 0 | 0.014184 | 0.01218 | 0.032 | 0.032
L3 | CAV.1345.L3 | CAV | _ | LCAV | 1.0377 | 19.375 | 0 | 1300 | 0 | 1317.5836 | 0 | 0 | 1345.9172 | 0 | 0 | 0 | 13.2569 | 429.2635 | -21.3357 | 10.5252 | 229.2193 | 15.6297 | 14.0325 | 0 | 0 | 0 | 0 | 0.01522 | 0.011122 | 0.032 | 0.032
L3 | CAV.1347.L3 | CAV | _ | LCAV | 1.0377 | 19.375 | 0 | 1300 | 0 | 1318.9672 | 0 | 0 | 1347.3008 | 0 | 0 | 0 | 13.2762 | 490.338 | -22.8059 | 10.5257 | 188.0172 | 14.1492 | 14.0336 | 0 | 0 | 0 | 0 | 0.016255 | 0.010066 | 0.032 | 0.032
L3 | CAV.1348.L3 | CAV | _ | LCAV | 1.0377 | 19.375 | 0 | 1300 | 0 | 1320.3508 | 0 | 0 | 1348.6844 | 0 | 0 | 0 | 13.2956 | 555.4807 | -24.2761 | 10.5261 | 150.9119 | 12.6687 | 14.0349 | 0 | 0 | 0 | 0 | 0.017288 | 0.0090112 | 0.032 | 0.032
L3 | CAV.1350.L3 | CAV | _ | LCAV | 1.0377 | 19.375 | 0 | 1300 | 0 | 1321.7344 | 0 | 0 | 1350.068 | 0 | 0 | 0 | 13.315 | 624.6915 | -25.7461 | 10.5265 | 117.9037 | 11.1881 | 14.0366 | 0 | 0 | 0 | 0 | 0.01832 | 0.0079592 | 0.032 | 0.032
L3 | BPM.1350.L3 | BPM | _ | MONI | 0 | 0 | 0 | 0 | 0 | 1322.5326 | 0 | 0 | 1350.8662 | 0 | 0 | 0 | 13.315 | 639.1562 | -26.0429 | 10.5265 | 111.7375 | 10.8892 | 14.037 | 0 | 0 | 0 | 0 | 0.018531 | 0.0077482 | 0.022 | 0.022
L3 | Q.1351.L3 | Q | Q.89.L3 | QUAD | 0.3 | 0.0841 | 0 | 0 | 0 | 1322.7576 | 0 | 0 | 1351.0912 | 0 | 0 | 0 | 13.315 | 642.4859 | 28.0485 | 10.5266 | 106.4138 | 1.6156 | 14.0375 | 0 | 0 | 0 | 0 | 0.01858 | 0.0075614 | 0.037 | 0.037
L3 | CX.1351.L3 | CX | _ | HKIC | 0 | 0 | 0 | 0 | 0 | 1322.9076 | 0 | 0 | 1351.2412 | 0 | 0 | 0 | 13.315 | 642.4859 | 28.0485 | 10.5266 | 106.4138 | 1.6156 | 14.0375 | 0 | 0 | 0 | 0 | 0.01858 | 0.0075614 | 0.037 | 0.037
L3 | ACCEND.1351.L3 | ACCEND | _ | MARK | 0 | 0 | 0 | 0 | 0 | 1323.3 | 0 | 0 | 1351.6336 | 0 | 0 | 0 | 13.315 | 620.6623 | 27.5674 | 10.5267 | 105.151 | 1.6023 | 14.0381 | 0 | 0 | 0 | 0 | 0.018261 | 0.0075164 | #N/A | #N/A
L3 | ACCSTART.1351.L3 | ACCSTART | _ | MARK | 0 | 0 | 0 | 0 | 0 | 1323.3 | 0 | 0 | 1351.6336 | 0 | 0 | 0 | 13.315 | 620.6623 | 27.5674 | 10.5267 | 105.151 | 1.6023 | 14.0381 | 0 | 0 | 0 | 0 | 0.018261 | 0.0075164 | #N/A | #N/A
L3 | CAV.1352.L3 | CAV | _ | LCAV | 1.0377 | 19.375 | 0 | 1300 | 0 | 1324.0404 | 0 | 0 | 1352.374 | 0 | 0 | 0 | 13.3344 | 553.1751 | 26.0237 | 10.5271 | 101.1692 | 1.5596 | 14.04 | 0 | 0 | 0 | 0 | 0.017227 | 0.0073674 | 0.032 | 0.032
L3 | CAV.1353.L3 | CAV | _ | LCAV | 1.0377 | 19.375 | 0 | 1300 | 0 | 1325.424 | 0 | 0 | 1353.7576 | 0 | 0 | 0 | 13.3537 | 483.5092 | 24.3275 | 10.5275 | 96.9183 | 1.5127 | 14.0423 | 0 | 0 | 0 | 0 | 0.016094 | 0.0072057 | 0.032 | 0.032
L3 | CAV.1355.L3 | CAV | _ | LCAV | 1.0377 | 19.375 | 0 | 1300 | 0 | 1326.8076 | 0 | 0 | 1355.1412 | 0 | 0 | 0 | 13.3731 | 418.5369 | 22.6313 | 10.528 | 92.7971 | 1.4658 | 14.0446 | 0 | 0 | 0 | 0 | 0.014963 | 0.0070457 | 0.032 | 0.032
L3 | CAV.1356.L3 | CAV | _ | LCAV | 1.0377 | 19.375 | 0 | 1300 | 0 | 1328.1912 | 0 | 0 | 1356.5248 | 0 | 0 | 0 | 13.3925 | 358.2585 | 20.935 | 10.5286 | 88.8057 | 1.4189 | 14.047 | 0 | 0 | 0 | 0 | 0.013834 | 0.0068875 | 0.032 | 0.032
L3 | CAV.1357.L3 | CAV | _ | LCAV | 1.0377 | 19.375 | 0 | 1300 | 0 | 1329.5748 | 0 | 0 | 1357.9084 | 0 | 0 | 0 | 13.4119 | 302.6742 | 19.2387 | 10.5292 | 84.9441 | 1.372 | 14.0495 | 0 | 0 | 0 | 0 | 0.012706 | 0.0067313 | 0.032 | 0.032
L3 | CAV.1359.L3 | CAV | _ | LCAV | 1.0377 | 19.375 | 0 | 1300 | 0 | 1330.9584 | 0 | 0 | 1359.292 | 0 | 0 | 0 | 13.4312 | 251.784 | 17.5423 | 10.53 | 81.2123 | 1.3251 | 14.0522 | 0 | 0 | 0 | 0 | 0.011581 | 0.006577 | 0.032 | 0.032
L3 | CAV.1360.L3 | CAV | _ | LCAV | 1.0377 | 19.375 | 0 | 1300 | 0 | 1332.342 | 0 | 0 | 1360.6756 | 0 | 0 | 0 | 13.4506 | 205.5881 | 15.8459 | 10.531 | 77.6103 | 1.2782 | 14.055 | 0 | 0 | 0 | 0 | 0.010457 | 0.0064249 | 0.032 | 0.032
L3 | CAV.1362.L3 | CAV | _ | LCAV | 1.0377 | 19.375 | 0 | 1300 | 0 | 1333.7256 | 0 | 0 | 1362.0592 | 0 | 0 | 0 | 13.47 | 164.0867 | 14.1494 | 10.5322 | 74.1382 | 1.2313 | 14.0579 | 0 | 0 | 0 | 0 | 0.0093353 | 0.006275 | 0.032 | 0.032
L3 | BPM.1362.L3 | BPM | _ | MONI | 0 | 0 | 0 | 0 | 0 | 1334.5238 | 0 | 0 | 1362.8574 | 0 | 0 | 0 | 13.47 | 156.2785 | 13.8069 | 10.5325 | 73.453 | 1.2218 | 14.0585 | 0 | 0 | 0 | 0 | 0.0091105 | 0.0062459 | 0.022 | 0.022
L3 | Q.1363.L3 | Q | Q.90.L3 | QUAD | 0.3 | -0.0841 | 0 | 0 | 0 | 1334.7488 | 0 | 0 | 1363.0824 | 0 | 0 | 0 | 13.47 | 149.8813 | 0.85 | 10.5329 | 70.7205 | 7.2072 | 14.0593 | 0 | 0 | 0 | 0 | 0.008922 | 0.0061286 | 0.037 | 0.037
L3 | CY.1363.L3 | CY | _ | VKIC | 0 | 0 | 0 | 0 | 0 | 1334.8988 | 0 | 0 | 1363.2324 | 0 | 0 | 0 | 13.47 | 149.8813 | 0.85 | 10.5329 | 70.7205 | 7.2072 | 14.0593 | 0 | 0 | 0 | 0 | 0.008922 | 0.0061286 | 0.037 | 0.037
L3 | ACCEND.1363.L3 | ACCEND | _ | MARK | 0 | 0 | 0 | 0 | 0 | 1335.2912 | 0 | 0 | 1363.6248 | 0 | 0 | 0 | 13.47 | 149.216 | 0.8454 | 10.5333 | 65.1796 | 6.9134 | 14.0602 | 0 | 0 | 0 | 0 | 0.0089022 | 0.0058836 | #N/A | #N/A
L3 | ACCSTART.1363.L3 | ACCSTART | _ | MARK | 0 | 0 | 0 | 0 | 0 | 1335.2912 | 0 | 0 | 1363.6248 | 0 | 0 | 0 | 13.47 | 149.216 | 0.8454 | 10.5333 | 65.1796 | 6.9134 | 14.0602 | 0 | 0 | 0 | 0 | 0.0089022 | 0.0058836 | #N/A | #N/A
L3 | CAV.1364.L3 | CAV | _ | LCAV | 1.0377 | 19.375 | 0 | 1300 | 0 | 1336.0316 | 0 | 0 | 1364.3652 | 0 | 0 | 0 | 13.4894 | 147.1048 | 0.831 | 10.5346 | 48.9546 | 5.9707 | 14.0638 | 0 | 0 | 0 | 0 | 0.0088327 | 0.0050954 | 0.032 | 0.032
L3 | CAV.1365.L3 | CAV | _ | LCAV | 1.0377 | 19.375 | 0 | 1300 | 0 | 1337.4152 | 0 | 0 | 1365.7488 | 0 | 0 | 0 | 13.5087 | 144.827 | 0.8152 | 10.5361 | 33.8656 | 4.9349 | 14.0692 | 0 | 0 | 0 | 0 | 0.0087577 | 0.0042349 | 0.032 | 0.032
L3 | CAV.1367.L3 | CAV | _ | LCAV | 1.0377 | 19.375 | 0 | 1300 | 0 | 1338.7988 | 0 | 0 | 1367.1324 | 0 | 0 | 0 | 13.5281 | 142.5931 | 0.7994 | 10.5377 | 21.6429 | 3.8991 | 14.0773 | 0 | 0 | 0 | 0 | 0.0086837 | 0.0033831 | 0.032 | 0.032
L3 | CAV.1368.L3 | CAV | _ | LCAV | 1.0377 | 19.375 | 0 | 1300 | 0 | 1340.1824 | 0 | 0 | 1368.516 | 0 | 0 | 0 | 13.5475 | 140.403 | 0.7836 | 10.5392 | 12.2865 | 2.8633 | 14.0908 | 0 | 0 | 0 | 0 | 0.0086106 | 0.0025472 | 0.032 | 0.032
L3 | CAV.1369.L3 | CAV | _ | LCAV | 1.0377 | 19.375 | 0 | 1300 | 0 | 1341.566 | 0 | 0 | 1369.8996 | 0 | 0 | 0 | 13.5669 | 138.2566 | 0.7677 | 10.5408 | 5.7965 | 1.8274 | 14.117 | 0 | 0 | 0 | 0 | 0.0085384 | 0.0017483 | 0.032 | 0.032
L3 | CAV.1371.L3 | CAV | _ | LCAV | 1.0377 | 19.375 | 0 | 1300 | 0 | 1342.9496 | 0 | 0 | 1371.2832 | 0 | 0 | 0 | 13.5862 | 136.1542 | 0.7519 | 10.5424 | 2.1728 | 0.7916 | 14.1808 | 0 | 0 | 0 | 0 | 0.0084672 | 0.0010696 | 0.032 | 0.032
L3 | CAV.1372.L3 | CAV | _ | LCAV | 1.0377 | 19.375 | 0 | 1300 | 0 | 1344.3332 | 0 | 0 | 1372.6668 | 0 | 0 | 0 | 13.6056 | 134.0955 | 0.736 | 10.544 | 1.4154 | -0.2442 | 14.3255 | 0 | 0 | 0 | 0 | 0.008397 | 0.00086269 | 0.032 | 0.032
L3 | CAV.1374.L3 | CAV | _ | LCAV | 1.0377 | 19.375 | 0 | 1300 | 0 | 1345.7168 | 0 | 0 | 1374.0504 | 0 | 0 | 0 | 13.625 | 132.0807 | 0.7202 | 10.5457 | 3.5244 | -1.2801 | 14.4318 | 0 | 0 | 0 | 0 | 0.0083277 | 0.0013603 | 0.032 | 0.032
L3 | BPM.1374.L3 | BPM | _ | MONI | 0 | 0 | 0 | 0 | 0 | 1346.515 | 0 | 0 | 1374.8486 | 0 | 0 | 0 | 13.625 | 131.6793 | 0.717 | 10.546 | 4.2979 | -1.4892 | 14.4432 | 0 | 0 | 0 | 0 | 0.0083151 | 0.0015022 | 0.022 | 0.022
L3 | Q.1375.L3 | Q | Q.91.L3 | QUAD | 0.3 | 0.0841 | 0 | 0 | 0 | 1346.74 | 0 | 0 | 1375.0736 | 0 | 0 | 0 | 13.625 | 127.8586 | 11.557 | 10.5465 | 5.6514 | -2.2394 | 14.4554 | 0 | 0 | 0 | 0 | 0.0081935 | 0.0017226 | 0.037 | 0.037
L3 | CX.1375.L3 | CX | _ | HKIC | 0 | 0 | 0 | 0 | 0 | 1346.89 | 0 | 0 | 1375.2236 | 0 | 0 | 0 | 13.625 | 127.8586 | 11.557 | 10.5465 | 5.6514 | -2.2394 | 14.4554 | 0 | 0 | 0 | 0 | 0.0081935 | 0.0017226 | 0.037 | 0.037
L3 | ACCEND.1375.L3 | ACCEND | _ | MARK | 0 | 0 | 0 | 0 | 0 | 1347.2824 | 0 | 0 | 1375.616 | 0 | 0 | 0 | 13.625 | 118.9507 | 11.144 | 10.547 | 7.5728 | -2.657 | 14.465 | 0 | 0 | 0 | 0 | 0.007903 | 0.001994 | #N/A | #N/A
L3 | ACCSTART.1375.L3 | ACCSTART | _ | MARK | 0 | 0 | 0 | 0 | 0 | 1347.2824 | 0 | 0 | 1375.616 | 0 | 0 | 0 | 13.625 | 118.9507 | 11.144 | 10.547 | 7.5728 | -2.657 | 14.465 | 0 | 0 | 0 | 0 | 0.007903 | 0.001994 | #N/A | #N/A
L3 | CAV.1376.L3 | CAV | _ | LCAV | 1.0377 | 19.375 | 0 | 1300 | 0 | 1348.0228 | 0 | 0 | 1376.3564 | 0 | 0 | 0 | 13.6444 | 92.5523 | 9.8187 | 10.5489 | 15.9525 | -3.9973 | 14.4833 | 0 | 0 | 0 | 0 | 0.0069661 | 0.0028921 | 0.032 | 0.032
L3 | CAV.1377.L3 | CAV | _ | LCAV | 1.0377 | 19.375 | 0 | 1300 | 0 | 1349.4064 | 0 | 0 | 1377.74 | 0 | 0 | 0 | 13.6637 | 67.3967 | 8.3626 | 10.5517 | 29.0511 | -5.4698 | 14.4935 | 0 | 0 | 0 | 0 | 0.0059403 | 0.0039001 | 0.032 | 0.032
L3 | CAV.1379.L3 | CAV | _ | LCAV | 1.0377 | 19.375 | 0 | 1300 | 0 | 1350.79 | 0 | 0 | 1379.1236 | 0 | 0 | 0 | 13.6831 | 46.2705 | 6.9064 | 10.5556 | 46.2246 | -6.9423 | 14.4995 | 0 | 0 | 0 | 0 | 0.0049185 | 0.0049161 | 0.032 | 0.032
L3 | CAV.1380.L3 | CAV | _ | LCAV | 1.0377 | 19.375 | 0 | 1300 | 0 | 1352.1736 | 0 | 0 | 1380.5072 | 0 | 0 | 0 | 13.7025 | 29.1739 | 5.4502 | 10.5616 | 67.4728 | -8.4148 | 14.5034 | 0 | 0 | 0 | 0 | 0.0039028 | 0.0059352 | 0.032 | 0.032
L3 | CAV.1381.L3 | CAV | _ | LCAV | 1.0377 | 19.375 | 0 | 1300 | 0 | 1353.5572 | 0 | 0 | 1381.8908 | 0 | 0 | 0 | 13.7219 | 16.1068 | 3.994 | 10.5718 | 92.7957 | -9.8873 | 14.5062 | 0 | 0 | 0 | 0 | 0.0028978 | 0.0069555 | 0.032 | 0.032
L3 | CAV.1383.L3 | CAV | _ | LCAV | 1.0377 | 19.375 | 0 | 1300 | 0 | 1354.9408 | 0 | 0 | 1383.2744 | 0 | 0 | 0 | 13.7412 | 7.0694 | 2.5378 | 10.5925 | 122.1933 | -11.3598 | 14.5083 | 0 | 0 | 0 | 0 | 0.0019185 | 0.007976 | 0.032 | 0.032
L3 | CAV.1384.L3 | CAV | _ | LCAV | 1.0377 | 19.375 | 0 | 1300 | 0 | 1356.3244 | 0 | 0 | 1384.658 | 0 | 0 | 0 | 13.7606 | 2.0616 | 1.0816 | 10.6515 | 155.6654 | -12.8322 | 14.5099 | 0 | 0 | 0 | 0 | 0.0010353 | 0.008996 | 0.032 | 0.032
L3 | CAV.1386.L3 | CAV | _ | LCAV | 1.0377 | 19.375 | 0 | 1300 | 0 | 1357.708 | 0 | 0 | 1386.0416 | 0 | 0 | 0 | 13.78 | 1.0835 | -0.3746 | 10.8398 | 193.212 | -14.3046 | 14.5112 | 0 | 0 | 0 | 0 | 0.00075001 | 0.010015 | 0.032 | 0.032
L3 | BPM.1386.L3 | BPM | _ | MONI | 0 | 0 | 0 | 0 | 0 | 1358.5062 | 0 | 0 | 1386.8398 | 0 | 0 | 0 | 13.78 | 1.3749 | -0.6686 | 10.8766 | 201.2856 | -14.6019 | 14.5114 | 0 | 0 | 0 | 0 | 0.00084486 | 0.010222 | 0.022 | 0.022
L3 | Q.1387.L3 | Q | Q.92.L3 | QUAD | 0.3 | -0.0841 | 0 | 0 | 0 | 1358.7312 | 0 | 0 | 1387.0648 | 0 | 0 | 0 | 13.78 | 2.0704 | -1.2333 | 10.9124 | 207.1475 | 2.5656 | 14.5117 | 0 | 0 | 0 | 0 | 0.0010368 | 0.01037 | 0.037 | 0.037
L3 | CY.1387.L3 | CY | _ | VKIC | 0 | 0 | 0 | 0 | 0 | 1358.8812 | 0 | 0 | 1387.2148 | 0 | 0 | 0 | 13.78 | 2.0704 | -1.2333 | 10.9124 | 207.1475 | 2.5656 | 14.5117 | 0 | 0 | 0 | 0 | 0.0010368 | 0.01037 | 0.037 | 0.037
L3 | ACCEND.1387.L3 | ACCEND | _ | MARK | 0 | 0 | 0 | 0 | 0 | 1359.2736 | 0 | 0 | 1387.6072 | 0 | 0 | 0 | 13.78 | 3.2258 | -1.7111 | 10.9367 | 205.1397 | 2.5513 | 14.512 | 0 | 0 | 0 | 0 | 0.0012941 | 0.01032 | #N/A | #N/A
L3 | ACCSTART.1387.L3 | ACCSTART | _ | MARK | 0 | 0 | 0 | 0 | 0 | 1359.2736 | 0 | 0 | 1387.6072 | 0 | 0 | 0 | 13.78 | 3.2258 | -1.7111 | 10.9367 | 205.1397 | 2.5513 | 14.512 | 0 | 0 | 0 | 0 | 0.0012941 | 0.01032 | #N/A | #N/A
L3 | CAV.1388.L3 | CAV | _ | LCAV | 1.0377 | 19.375 | 0 | 1300 | 0 | 1360.014 | 0 | 0 | 1388.3476 | 0 | 0 | 0 | 13.7994 | 9.4665 | -3.2446 | 10.9733 | 198.772 | 2.5053 | 14.513 | 0 | 0 | 0 | 0 | 0.0022153 | 0.010151 | 0.032 | 0.032
L3 | CAV.1389.L3 | CAV | _ | LCAV | 1.0377 | 19.375 | 0 | 1300 | 0 | 1361.3976 | 0 | 0 | 1389.7312 | 0 | 0 | 0 | 13.8187 | 20.776 | -4.9294 | 10.989 | 191.9095 | 2.4547 | 14.5141 | 0 | 0 | 0 | 0 | 0.0032796 | 0.0099676 | 0.032 | 0.032
L3 | CAV.1391.L3 | CAV | _ | LCAV | 1.0377 | 19.375 | 0 | 1300 | 0 | 1362.7812 | 0 | 0 | 1391.1148 | 0 | 0 | 0 | 13.8381 | 36.7476 | -6.6141 | 10.997 | 185.1868 | 2.4041 | 14.5153 | 0 | 0 | 0 | 0 | 0.0043586 | 0.0097846 | 0.032 | 0.032
L3 | CAV.1392.L3 | CAV | _ | LCAV | 1.0377 | 19.375 | 0 | 1300 | 0 | 1364.1648 | 0 | 0 | 1392.4984 | 0 | 0 | 0 | 13.8575 | 57.3812 | -8.2989 | 11.0018 | 178.6041 | 2.3536 | 14.5165 | 0 | 0 | 0 | 0 | 0.0054427 | 0.0096024 | 0.032 | 0.032
L3 | CAV.1393.L3 | CAV | _ | LCAV | 1.0377 | 19.375 | 0 | 1300 | 0 | 1365.5484 | 0 | 0 | 1393.882 | 0 | 0 | 0 | 13.8769 | 82.6769 | -9.9836 | 11.005 | 172.1614 | 2.303 | 14.5177 | 0 | 0 | 0 | 0 | 0.0065286 | 0.009421 | 0.032 | 0.032
L3 | CAV.1395.L3 | CAV | _ | LCAV | 1.0377 | 19.375 | 0 | 1300 | 0 | 1366.932 | 0 | 0 | 1395.2656 | 0 | 0 | 0 | 13.8962 | 112.6346 | -11.6683 | 11.0073 | 165.8586 | 2.2524 | 14.519 | 0 | 0 | 0 | 0 | 0.0076149 | 0.0092405 | 0.032 | 0.032
L3 | CAV.1396.L3 | CAV | _ | LCAV | 1.0377 | 19.375 | 0 | 1300 | 0 | 1368.3156 | 0 | 0 | 1396.6492 | 0 | 0 | 0 | 13.9156 | 147.2541 | -13.353 | 11.009 | 159.6957 | 2.2018 | 14.5204 | 0 | 0 | 0 | 0 | 0.0087008 | 0.0090609 | 0.032 | 0.032
L3 | CAV.1398.L3 | CAV | _ | LCAV | 1.0377 | 19.375 | 0 | 1300 | 0 | 1369.6992 | 0 | 0 | 1398.0328 | 0 | 0 | 0 | 13.935 | 186.5355 | -15.0376 | 11.0103 | 153.6729 | 2.1512 | 14.5218 | 0 | 0 | 0 | 0 | 0.0097859 | 0.0088822 | 0.032 | 0.032
L3 | BPM.1398.L3 | BPM | _ | MONI | 0 | 0 | 0 | 0 | 0 | 1370.4974 | 0 | 0 | 1398.831 | 0 | 0 | 0 | 13.935 | 195.0305 | -15.3777 | 11.0105 | 152.4741 | 2.141 | 14.5221 | 0 | 0 | 0 | 0 | 0.010006 | 0.0088475 | 0.022 | 0.022
L3 | Q.1399.L3 | Q | Q.93.L3 | QUAD | 0.3 | 0.0735 | 0 | 0 | 0 | 1370.7224 | 0 | 0 | 1399.056 | 0 | 0 | 0 | 13.935 | 202.2776 | -0.8553 | 11.0108 | 154.2352 | -9.1294 | 14.5225 | 0 | 0 | 0 | 0 | 0.01019 | 0.0088984 | 0.037 | 0.037
L3 | CX.1399.L3 | CX | _ | HKIC | 0 | 0 | 0 | 0 | 0 | 1370.8724 | 0 | 0 | 1399.206 | 0 | 0 | 0 | 13.935 | 202.2776 | -0.8553 | 11.0108 | 154.2352 | -9.1294 | 14.5225 | 0 | 0 | 0 | 0 | 0.01019 | 0.0088984 | 0.037 | 0.037
L3 | ACCEND.1399.L3 | ACCEND | _ | MARK | 0 | 0 | 0 | 0 | 0 | 1371.2648 | 0 | 0 | 1399.5984 | 0 | 0 | 0 | 13.935 | 202.9502 | -0.8587 | 11.0111 | 161.4841 | -9.344 | 14.5229 | 0 | 0 | 0 | 0 | 0.010207 | 0.0091051 | #N/A | #N/A
L3 | ACCSTART.1399.L3 | ACCSTART | _ | MARK | 0 | 0 | 0 | 0 | 0 | 1371.2648 | 0 | 0 | 1399.5984 | 0 | 0 | 0 | 13.935 | 202.9502 | -0.8587 | 11.0111 | 161.4841 | -9.344 | 14.5229 | 0 | 0 | 0 | 0 | 0.010207 | 0.0091051 | #N/A | #N/A
L3 | CAV.1400.L3 | CAV | _ | LCAV | 1.0377 | 19.375 | 0 | 1300 | 0 | 1372.0052 | 0 | 0 | 1400.3388 | 0 | 0 | 0 | 13.9544 | 205.1264 | -0.8694 | 11.0121 | 185.885 | -10.0325 | 14.524 | 0 | 0 | 0 | 0 | 0.010255 | 0.0097621 | 0.032 | 0.032
L3 | CAV.1401.L3 | CAV | _ | LCAV | 1.0377 | 19.375 | 0 | 1300 | 0 | 1373.3888 | 0 | 0 | 1401.7224 | 0 | 0 | 0 | 13.9737 | 207.5484 | -0.8811 | 11.0132 | 214.6937 | -10.7891 | 14.5251 | 0 | 0 | 0 | 0 | 0.010308 | 0.010484 | 0.032 | 0.032
L3 | CAV.1403.L3 | CAV | _ | LCAV | 1.0377 | 19.375 | 0 | 1300 | 0 | 1374.7724 | 0 | 0 | 1403.106 | 0 | 0 | 0 | 13.9931 | 210.003 | -0.8929 | 11.0143 | 245.5959 | -11.5456 | 14.5261 | 0 | 0 | 0 | 0 | 0.010362 | 0.011205 | 0.032 | 0.032
L3 | CAV.1404.L3 | CAV | _ | LCAV | 1.0377 | 19.375 | 0 | 1300 | 0 | 1376.156 | 0 | 0 | 1404.4896 | 0 | 0 | 0 | 14.0125 | 212.49 | -0.9046 | 11.0153 | 278.5915 | -12.302 | 14.5269 | 0 | 0 | 0 | 0 | 0.010416 | 0.011926 | 0.032 | 0.032
L3 | CAV.1405.L3 | CAV | _ | LCAV | 1.0377 | 19.375 | 0 | 1300 | 0 | 1377.5396 | 0 | 0 | 1405.8732 | 0 | 0 | 0 | 14.0319 | 215.0096 | -0.9164 | 11.0163 | 313.6803 | -13.0585 | 14.5277 | 0 | 0 | 0 | 0 | 0.01047 | 0.012646 | 0.032 | 0.032
L3 | CAV.1407.L3 | CAV | _ | LCAV | 1.0377 | 19.375 | 0 | 1300 | 0 | 1378.9232 | 0 | 0 | 1407.2568 | 0 | 0 | 0 | 14.0512 | 217.5616 | -0.9281 | 11.0173 | 350.8623 | -13.8149 | 14.5283 | 0 | 0 | 0 | 0 | 0.010525 | 0.013366 | 0.032 | 0.032
L3 | CAV.1408.L3 | CAV | _ | LCAV | 1.0377 | 19.375 | 0 | 1300 | 0 | 1380.3068 | 0 | 0 | 1408.6404 | 0 | 0 | 0 | 14.0706 | 220.1461 | -0.9398 | 11.0183 | 390.1373 | -14.5712 | 14.5289 | 0 | 0 | 0 | 0 | 0.01058 | 0.014084 | 0.032 | 0.032
L3 | CAV.1410.L3 | CAV | _ | LCAV | 1.0377 | 19.375 | 0 | 1300 | 0 | 1381.6904 | 0 | 0 | 1410.024 | 0 | 0 | 0 | 14.09 | 222.7631 | -0.9516 | 11.0193 | 431.5054 | -15.3276 | 14.5295 | 0 | 0 | 0 | 0 | 0.010635 | 0.014802 | 0.032 | 0.032
L3 | BPM.1410.L3 | BPM | _ | MONI | 0 | 0 | 0 | 0 | 0 | 1382.4886 | 0 | 0 | 1410.8222 | 0 | 0 | 0 | 14.09 | 223.2953 | -0.954 | 11.0195 | 440.11 | -15.4803 | 14.5296 | 0 | 0 | 0 | 0 | 0.010648 | 0.014949 | 0.022 | 0.022
L3 | Q.1411.L3 | Q | Q.94.L3 | QUAD | 0.3 | -0.0831 | 0 | 0 | 0 | 1382.7136 | 0 | 0 | 1411.0472 | 0 | 0 | 0 | 14.09 | 229.6367 | -19.8779 | 11.0198 | 440.7071 | 21.2334 | 14.5297 | 0 | 0 | 0 | 0 | 0.010798 | 0.014959 | 0.037 | 0.037
L3 | CY.1411.L3 | CY | _ | VKIC | 0 | 0 | 0 | 0 | 0 | 1382.8636 | 0 | 0 | 1411.1972 | 0 | 0 | 0 | 14.09 | 229.6367 | -19.8779 | 11.0198 | 440.7071 | 21.2334 | 14.5297 | 0 | 0 | 0 | 0 | 0.010798 | 0.014959 | 0.037 | 0.037
L3 | ACCEND.1411.L3 | ACCEND | _ | MARK | 0 | 0 | 0 | 0 | 0 | 1383.256 | 0 | 0 | 1411.5896 | 0 | 0 | 0 | 14.09 | 245.5025 | -20.5548 | 11.0201 | 424.201 | 20.831 | 14.5299 | 0 | 0 | 0 | 0 | 0.011165 | 0.014676 | #N/A | #N/A
L3 | ACCSTART.1411.L3 | ACCSTART | _ | MARK | 0 | 0 | 0 | 0 | 0 | 1383.256 | 0 | 0 | 1411.5896 | 0 | 0 | 0 | 14.09 | 245.5025 | -20.5548 | 11.0201 | 424.201 | 20.831 | 14.5299 | 0 | 0 | 0 | 0 | 0.011165 | 0.014676 | #N/A | #N/A
L3 | CAV.1412.L3 | CAV | _ | LCAV | 1.0377 | 19.375 | 0 | 1300 | 0 | 1383.9964 | 0 | 0 | 1412.33 | 0 | 0 | 0 | 14.1094 | 300.0072 | -22.7269 | 11.0208 | 373.3618 | 19.5401 | 14.5304 | 0 | 0 | 0 | 0 | 0.012333 | 0.013759 | 0.032 | 0.032
L3 | CAV.1413.L3 | CAV | _ | LCAV | 1.0377 | 19.375 | 0 | 1300 | 0 | 1385.38 | 0 | 0 | 1413.7136 | 0 | 0 | 0 | 14.1287 | 366.1992 | -25.1135 | 11.0215 | 321.2532 | 18.1216 | 14.531 | 0 | 0 | 0 | 0 | 0.013617 | 0.012754 | 0.032 | 0.032
L3 | CAV.1415.L3 | CAV | _ | LCAV | 1.0377 | 19.375 | 0 | 1300 | 0 | 1386.7636 | 0 | 0 | 1415.0972 | 0 | 0 | 0 | 14.1481 | 438.9953 | -27.5 | 11.022 | 273.0699 | 16.703 | 14.5317 | 0 | 0 | 0 | 0 | 0.014899 | 0.011751 | 0.032 | 0.032
L3 | CAV.1416.L3 | CAV | _ | LCAV | 1.0377 | 19.375 | 0 | 1300 | 0 | 1388.1472 | 0 | 0 | 1416.4808 | 0 | 0 | 0 | 14.1675 | 518.3952 | -29.8864 | 11.0225 | 228.812 | 15.2845 | 14.5326 | 0 | 0 | 0 | 0 | 0.016179 | 0.010749 | 0.032 | 0.032
L3 | CAV.1417.L3 | CAV | _ | LCAV | 1.0377 | 19.375 | 0 | 1300 | 0 | 1389.5308 | 0 | 0 | 1417.8644 | 0 | 0 | 0 | 14.1869 | 604.3987 | -32.2727 | 11.0229 | 188.4796 | 13.8659 | 14.5337 | 0 | 0 | 0 | 0 | 0.017458 | 0.0097491 | 0.032 | 0.032
L3 | CAV.1419.L3 | CAV | _ | LCAV | 1.0377 | 19.375 | 0 | 1300 | 0 | 1390.9144 | 0 | 0 | 1419.248 | 0 | 0 | 0 | 14.2062 | 697.0055 | -34.659 | 11.0232 | 152.0728 | 12.4472 | 14.535 | 0 | 0 | 0 | 0 | 0.018735 | 0.0087511 | 0.032 | 0.032
L3 | CAV.1420.L3 | CAV | _ | LCAV | 1.0377 | 19.375 | 0 | 1300 | 0 | 1392.298 | 0 | 0 | 1420.6316 | 0 | 0 | 0 | 14.2256 | 796.2156 | -37.0452 | 11.0235 | 119.5917 | 11.0286 | 14.5366 | 0 | 0 | 0 | 0 | 0.02001 | 0.0077551 | 0.032 | 0.032
L3 | CAV.1422.L3 | CAV | _ | LCAV | 1.0377 | 19.375 | 0 | 1300 | 0 | 1393.6816 | 0 | 0 | 1422.0152 | 0 | 0 | 0 | 14.245 | 902.0286 | -39.4313 | 11.0238 | 91.0364 | 9.6099 | 14.5387 | 0 | 0 | 0 | 0 | 0.021284 | 0.0067616 | 0.032 | 0.032
L3 | BPM.1422.L3 | BPM | _ | MONI | 0 | 0 | 0 | 0 | 0 | 1394.4798 | 0 | 0 | 1422.8134 | 0 | 0 | 0 | 14.245 | 924.1894 | -39.913 | 11.0238 | 85.7484 | 9.3235 | 14.5392 | 0 | 0 | 0 | 0 | 0.021544 | 0.0065623 | 0.022 | 0.022
L3 | Q.1423.L3 | Q | Q.95.L3 | QUAD | 0.3 | 0.0754 | 0 | 0 | 0 | 1394.7048 | 0 | 0 | 1423.0384 | 0 | 0 | 0 | 14.245 | 933.1141 | 30.3561 | 11.0239 | 80.7399 | 2.8966 | 14.54 | 0 | 0 | 0 | 0 | 0.021648 | 0.0063678 | 0.037 | 0.037
L3 | CX.1423.L3 | CX | _ | HKIC | 0 | 0 | 0 | 0 | 0 | 1394.8548 | 0 | 0 | 1423.1884 | 0 | 0 | 0 | 14.245 | 933.1141 | 30.3561 | 11.0239 | 80.7399 | 2.8966 | 14.54 | 0 | 0 | 0 | 0 | 0.021648 | 0.0063678 | 0.037 | 0.037
L3 | ACCEND.1423.L3 | ACCEND | _ | MARK | 0 | 0 | 0 | 0 | 0 | 1395.2472 | 0 | 0 | 1423.5808 | 0 | 0 | 0 | 14.245 | 909.4429 | 29.9681 | 11.024 | 78.4845 | 2.851 | 14.5407 | 0 | 0 | 0 | 0 | 0.021371 | 0.0062782 | #N/A | #N/A
L3 | ACCSTART.1423.L3 | ACCSTART | _ | MARK | 0 | 0 | 0 | 0 | 0 | 1395.2472 | 0 | 0 | 1423.5808 | 0 | 0 | 0 | 14.245 | 909.4429 | 29.9681 | 11.024 | 78.4845 | 2.851 | 14.5407 | 0 | 0 | 0 | 0 | 0.021371 | 0.0062782 | #N/A | #N/A
L3 | CAV.1424.L3 | CAV | _ | LCAV | 1.0377 | 19.375 | 0 | 1300 | 0 | 1395.9876 | 0 | 0 | 1424.3212 | 0 | 0 | 0 | 14.2644 | 835.5325 | 28.7235 | 11.0242 | 71.4885 | 2.7045 | 14.5434 | 0 | 0 | 0 | 0 | 0.020471 | 0.0059878 | 0.032 | 0.032
L3 | CAV.1425.L3 | CAV | _ | LCAV | 1.0377 | 19.375 | 0 | 1300 | 0 | 1397.3712 | 0 | 0 | 1425.7048 | 0 | 0 | 0 | 14.2837 | 757.941 | 27.356 | 11.0245 | 64.2271 | 2.5437 | 14.5467 | 0 | 0 | 0 | 0 | 0.019484 | 0.0056717 | 0.032 | 0.032
L3 | CAV.1427.L3 | CAV | _ | LCAV | 1.0377 | 19.375 | 0 | 1300 | 0 | 1398.7548 | 0 | 0 | 1427.0884 | 0 | 0 | 0 | 14.3031 | 684.1338 | 25.9884 | 11.0248 | 57.4109 | 2.3828 | 14.5503 | 0 | 0 | 0 | 0 | 0.018498 | 0.0053587 | 0.032 | 0.032
L3 | CAV.1428.L3 | CAV | _ | LCAV | 1.0377 | 19.375 | 0 | 1300 | 0 | 1400.1384 | 0 | 0 | 1428.472 | 0 | 0 | 0 | 14.3225 | 614.1112 | 24.6207 | 11.0251 | 51.04 | 2.2218 | 14.5544 | 0 | 0 | 0 | 0 | 0.017514 | 0.0050492 | 0.032 | 0.032
L3 | CAV.1429.L3 | CAV | _ | LCAV | 1.0377 | 19.375 | 0 | 1300 | 0 | 1401.522 | 0 | 0 | 1429.8556 | 0 | 0 | 0 | 14.3419 | 547.8733 | 23.253 | 11.0255 | 45.1144 | 2.0609 | 14.5589 | 0 | 0 | 0 | 0 | 0.016531 | 0.0047438 | 0.032 | 0.032
L3 | CAV.1431.L3 | CAV | _ | LCAV | 1.0377 | 19.375 | 0 | 1300 | 0 | 1402.9056 | 0 | 0 | 1431.2392 | 0 | 0 | 0 | 14.3612 | 485.4203 | 21.8852 | 11.0259 | 39.634 | 1.9 | 14.5642 | 0 | 0 | 0 | 0 | 0.01555 | 0.0044434 | 0.032 | 0.032
L3 | CAV.1432.L3 | CAV | _ | LCAV | 1.0377 | 19.375 | 0 | 1300 | 0 | 1404.2892 | 0 | 0 | 1432.6228 | 0 | 0 | 0 | 14.3806 | 426.7523 | 20.5173 | 11.0264 | 34.5989 | 1.7391 | 14.5701 | 0 | 0 | 0 | 0 | 0.01457 | 0.0041487 | 0.032 | 0.032
L3 | CAV.1434.L3 | CAV | _ | LCAV | 1.0377 | 19.375 | 0 | 1300 | 0 | 1405.6728 | 0 | 0 | 1434.0064 | 0 | 0 | 0 | 14.4 | 371.8695 | 19.1494 | 11.0269 | 30.0091 | 1.5782 | 14.5769 | 0 | 0 | 0 | 0 | 0.013592 | 0.0038612 | 0.032 | 0.032
L3 | BPM.1434.L3 | BPM | _ | MONI | 0 | 0 | 0 | 0 | 0 | 1406.471 | 0 | 0 | 1434.8046 | 0 | 0 | 0 | 14.4 | 361.2497 | 18.8732 | 11.0271 | 29.1366 | 1.5457 | 14.5784 | 0 | 0 | 0 | 0 | 0.013397 | 0.0038046 | 0.022 | 0.022
L3 | Q.1435.L3 | Q | Q.96.L3 | QUAD | 0.3 | -0.093 | 0 | 0 | 0 | 1406.696 | 0 | 0 | 1435.0296 | 0 | 0 | 0 | 14.4 | 357.1212 | -14.4149 | 11.0272 | 27.2114 | 4.0572 | 14.5806 | 0 | 0 | 0 | 0 | 0.01332 | 0.0036768 | 0.037 | 0.037
L3 | CY.1435.L3 | CY | _ | VKIC | 0 | 0 | 0 | 0 | 0 | 1406.846 | 0 | 0 | 1435.1796 | 0 | 0 | 0 | 14.4 | 357.1212 | -14.4149 | 11.0272 | 27.2114 | 4.0572 | 14.5806 | 0 | 0 | 0 | 0 | 0.01332 | 0.0036768 | 0.037 | 0.037
L3 | ACCEND.1435.L3 | ACCEND | _ | MARK | 0 | 0 | 0 | 0 | 0 | 1407.2384 | 0 | 0 | 1435.572 | 0 | 0 | 0 | 14.4 | 368.524 | -14.6443 | 11.0274 | 24.126 | 3.8054 | 14.583 | 0 | 0 | 0 | 0 | 0.013531 | 0.0034621 | #N/A | #N/A
L3 | CSC.1436.L3 | CSC | _ | CRYO | 2.0754 | 0 | 0 | 0 | 0 | 1408.2761 | 0 | 0 | 1436.6097 | 0 | 0 | 0 | 14.4 | 431.8278 | -15.8577 | 11.0282 | 11.0943 | 2.4737 | 14.6032 | 0 | 0 | 0 | 0 | 0.014647 | 0.0023477 | #N/A | #N/A
L3 | ACCSTART.1437.L3 | ACCSTART | _ | MARK | 0 | 0 | 0 | 0 | 0 | 1409.3138 | 0 | 0 | 1437.6474 | 0 | 0 | 0 | 14.4 | 431.8278 | -15.8577 | 11.0282 | 11.0943 | 2.4737 | 14.6032 | 0 | 0 | 0 | 0 | 0.014647 | 0.0023477 | #N/A | #N/A
L3 | CAV.1438.L3 | CAV | _ | LCAV | 1.0377 | 19.375 | 0 | 1300 | 0 | 1410.0542 | 0 | 0 | 1438.3878 | 0 | 0 | 0 | 14.4194 | 472.6938 | -16.5937 | 11.0287 | 5.8817 | 1.6656 | 14.6281 | 0 | 0 | 0 | 0 | 0.015314 | 0.0017083 | 0.032 | 0.032
L3 | CAV.1439.L3 | CAV | _ | LCAV | 1.0377 | 19.375 | 0 | 1300 | 0 | 1411.4378 | 0 | 0 | 1439.7714 | 0 | 0 | 0 | 14.4387 | 519.7309 | -17.4024 | 11.0291 | 2.5011 | 0.7778 | 14.6869 | 0 | 0 | 0 | 0 | 0.016047 | 0.0011132 | 0.032 | 0.032
L3 | CAV.1441.L3 | CAV | _ | LCAV | 1.0377 | 19.375 | 0 | 1300 | 0 | 1412.8214 | 0 | 0 | 1441.155 | 0 | 0 | 0 | 14.4581 | 569.0056 | -18.211 | 11.0295 | 1.5773 | -0.1101 | 14.8095 | 0 | 0 | 0 | 0 | 0.016779 | 0.00088344 | 0.032 | 0.032
L3 | CAV.1442.L3 | CAV | _ | LCAV | 1.0377 | 19.375 | 0 | 1300 | 0 | 1414.205 | 0 | 0 | 1442.5386 | 0 | 0 | 0 | 14.4775 | 620.5179 | -19.0196 | 11.0299 | 3.1103 | -0.9979 | 14.9169 | 0 | 0 | 0 | 0 | 0.017511 | 0.0012397 | 0.032 | 0.032
L3 | CAV.1443.L3 | CAV | _ | LCAV | 1.0377 | 19.375 | 0 | 1300 | 0 | 1415.5886 | 0 | 0 | 1443.9222 | 0 | 0 | 0 | 14.4969 | 674.2677 | -19.8281 | 11.0302 | 7.1002 | -1.8858 | 14.9645 | 0 | 0 | 0 | 0 | 0.018241 | 0.0018719 | 0.032 | 0.032
L3 | CAV.1445.L3 | CAV | _ | LCAV | 1.0377 | 19.375 | 0 | 1300 | 0 | 1416.9722 | 0 | 0 | 1445.3058 | 0 | 0 | 0 | 14.5162 | 730.2549 | -20.6366 | 11.0306 | 13.5469 | -2.7736 | 14.987 | 0 | 0 | 0 | 0 | 0.018971 | 0.0025839 | 0.032 | 0.032
L3 | CAV.1446.L3 | CAV | _ | LCAV | 1.0377 | 19.375 | 0 | 1300 | 0 | 1418.3558 | 0 | 0 | 1446.6894 | 0 | 0 | 0 | 14.5356 | 788.4792 | -21.4451 | 11.0308 | 22.4504 | -3.6614 | 14.9997 | 0 | 0 | 0 | 0 | 0.019699 | 0.0033241 | 0.032 | 0.032
L3 | CAV.1448.L3 | CAV | _ | LCAV | 1.0377 | 19.375 | 0 | 1300 | 0 | 1419.7394 | 0 | 0 | 1448.073 | 0 | 0 | 0 | 14.555 | 848.9406 | -22.2535 | 11.0311 | 33.8107 | -4.5493 | 15.0077 | 0 | 0 | 0 | 0 | 0.020427 | 0.0040766 | 0.032 | 0.032
L3 | BPM.1448.L3 | BPM | _ | MONI | 0 | 0 | 0 | 0 | 0 | 1420.5376 | 0 | 0 | 1448.8712 | 0 | 0 | 0 | 14.555 | 861.417 | -22.4167 | 11.0312 | 36.402 | -4.7285 | 15.0089 | 0 | 0 | 0 | 0 | 0.020577 | 0.0042299 | 0.022 | 0.022
L3 | Q.1449.L3 | Q | Q.97.L3 | QUAD | 0.3 | 0.0754 | 0 | 0 | 0 | 1420.7626 | 0 | 0 | 1449.0962 | 0 | 0 | 0 | 14.555 | 858.6871 | 42.6259 | 11.0312 | 40.9287 | -8.0318 | 15.0105 | 0 | 0 | 0 | 0 | 0.020544 | 0.0044852 | 0.037 | 0.037
L3 | CX.1449.L3 | CX | _ | HKIC | 0 | 0 | 0 | 0 | 0 | 1420.9126 | 0 | 0 | 1449.2462 | 0 | 0 | 0 | 14.555 | 858.6871 | 42.6259 | 11.0312 | 40.9287 | -8.0318 | 15.0105 | 0 | 0 | 0 | 0 | 0.020544 | 0.0044852 | 0.037 | 0.037
L3 | ACCEND.1449.L3 | ACCEND | _ | MARK | 0 | 0 | 0 | 0 | 0 | 1421.305 | 0 | 0 | 1449.6386 | 0 | 0 | 0 | 14.555 | 825.5603 | 41.7951 | 11.0313 | 47.4785 | -8.6599 | 15.0119 | 0 | 0 | 0 | 0 | 0.020144 | 0.0048308 | #N/A | #N/A
L3 | ACCSTART.1449.L3 | ACCSTART | _ | MARK | 0 | 0 | 0 | 0 | 0 | 1421.305 | 0 | 0 | 1449.6386 | 0 | 0 | 0 | 14.555 | 825.5603 | 41.7951 | 11.0313 | 47.4785 | -8.6599 | 15.0119 | 0 | 0 | 0 | 0 | 0.020144 | 0.0048308 | #N/A | #N/A
L3 | CAV.1450.L3 | CAV | _ | LCAV | 1.0377 | 19.375 | 0 | 1300 | 0 | 1422.0454 | 0 | 0 | 1450.379 | 0 | 0 | 0 | 14.5744 | 723.6523 | 39.1293 | 11.0316 | 71.8275 | -10.6755 | 15.0153 | 0 | 0 | 0 | 0 | 0.018847 | 0.0059378 | 0.032 | 0.032
L3 | CAV.1451.L3 | CAV | _ | LCAV | 1.0377 | 19.375 | 0 | 1300 | 0 | 1423.429 | 0 | 0 | 1451.7626 | 0 | 0 | 0 | 14.5937 | 619.4264 | 36.2002 | 11.0319 | 104.4327 | -12.89 | 15.0179 | 0 | 0 | 0 | 0 | 0.017426 | 0.007155 | 0.032 | 0.032
L3 | CAV.1453.L3 | CAV | _ | LCAV | 1.0377 | 19.375 | 0 | 1300 | 0 | 1424.8126 | 0 | 0 | 1453.1462 | 0 | 0 | 0 | 14.6131 | 523.306 | 33.2711 | 11.0323 | 143.1659 | -15.1045 | 15.0197 | 0 | 0 | 0 | 0 | 0.016006 | 0.0083719 | 0.032 | 0.032
L3 | CAV.1454.L3 | CAV | _ | LCAV | 1.0377 | 19.375 | 0 | 1300 | 0 | 1426.1962 | 0 | 0 | 1454.5298 | 0 | 0 | 0 | 14.6325 | 435.2912 | 30.3418 | 11.0327 | 188.0269 | -17.3189 | 15.021 | 0 | 0 | 0 | 0 | 0.014588 | 0.0095879 | 0.032 | 0.032
L3 | CAV.1455.L3 | CAV | _ | LCAV | 1.0377 | 19.375 | 0 | 1300 | 0 | 1427.5798 | 0 | 0 | 1455.9134 | 0 | 0 | 0 | 14.6519 | 355.3823 | 27.4125 | 11.0333 | 239.0158 | -19.5333 | 15.022 | 0 | 0 | 0 | 0 | 0.013173 | 0.010803 | 0.032 | 0.032
L3 | CAV.1457.L3 | CAV | _ | LCAV | 1.0377 | 19.375 | 0 | 1300 | 0 | 1428.9634 | 0 | 0 | 1457.297 | 0 | 0 | 0 | 14.6712 | 283.5794 | 24.4832 | 11.034 | 296.1323 | -21.7477 | 15.0229 | 0 | 0 | 0 | 0 | 0.011759 | 0.012017 | 0.032 | 0.032
L3 | CAV.1458.L3 | CAV | _ | LCAV | 1.0377 | 19.375 | 0 | 1300 | 0 | 1430.347 | 0 | 0 | 1458.6806 | 0 | 0 | 0 | 14.6906 | 219.8827 | 21.5538 | 11.0349 | 359.3763 | -23.962 | 15.0236 | 0 | 0 | 0 | 0 | 0.010348 | 0.013229 | 0.032 | 0.032
L3 | CAV.1460.L3 | CAV | _ | LCAV | 1.0377 | 19.375 | 0 | 1300 | 0 | 1431.7306 | 0 | 0 | 1460.0642 | 0 | 0 | 0 | 14.71 | 164.2924 | 18.6243 | 11.036 | 428.7477 | -26.1763 | 15.0241 | 0 | 0 | 0 | 0 | 0.0089388 | 0.01444 | 0.032 | 0.032
L3 | BPM.1460.L3 | BPM | _ | MONI | 0 | 0 | 0 | 0 | 0 | 1432.5288 | 0 | 0 | 1460.8624 | 0 | 0 | 0 | 14.71 | 154.054 | 18.0329 | 11.0363 | 443.4946 | -26.6233 | 15.0242 | 0 | 0 | 0 | 0 | 0.0086557 | 0.014686 | 0.022 | 0.022
L3 | Q.1461.L3 | Q | Q.98.L3 | QUAD | 0.3 | -0.093 | 0 | 0 | 0 | 1432.7538 | 0 | 0 | 1461.0874 | 0 | 0 | 0 | 14.71 | 144.8923 | 3.8883 | 11.0367 | 451.0145 | 15.1282 | 15.0243 | 0 | 0 | 0 | 0 | 0.0083944 | 0.01481 | 0.037 | 0.037
L3 | CY.1461.L3 | CY | _ | VKIC | 0 | 0 | 0 | 0 | 0 | 1432.9038 | 0 | 0 | 1461.2374 | 0 | 0 | 0 | 14.71 | 144.8923 | 3.8883 | 11.0367 | 451.0145 | 15.1282 | 15.0243 | 0 | 0 | 0 | 0 | 0.0083944 | 0.01481 | 0.037 | 0.037
L3 | ACCEND.1461.L3 | ACCEND | _ | MARK | 0 | 0 | 0 | 0 | 0 | 1433.2962 | 0 | 0 | 1461.6298 | 0 | 0 | 0 | 14.71 | 141.8579 | 3.8447 | 11.0372 | 439.2203 | 14.9282 | 15.0245 | 0 | 0 | 0 | 0 | 0.0083061 | 0.014615 | #N/A | #N/A
L3 | ACCSTART.1461.L3 | ACCSTART | _ | MARK | 0 | 0 | 0 | 0 | 0 | 1433.2962 | 0 | 0 | 1461.6298 | 0 | 0 | 0 | 14.71 | 141.8579 | 3.8447 | 11.0372 | 439.2203 | 14.9282 | 15.0245 | 0 | 0 | 0 | 0 | 0.0083061 | 0.014615 | #N/A | #N/A
L3 | CAV.1462.L3 | CAV | _ | LCAV | 1.0377 | 19.375 | 0 | 1300 | 0 | 1434.0366 | 0 | 0 | 1462.3702 | 0 | 0 | 0 | 14.7294 | 132.3511 | 3.7046 | 11.0386 | 402.4301 | 14.2866 | 15.025 | 0 | 0 | 0 | 0 | 0.0080176 | 0.013981 | 0.032 | 0.032
L3 | CAV.1463.L3 | CAV | _ | LCAV | 1.0377 | 19.375 | 0 | 1300 | 0 | 1435.4202 | 0 | 0 | 1463.7538 | 0 | 0 | 0 | 14.7487 | 122.3125 | 3.5508 | 11.0404 | 363.8718 | 13.5816 | 15.0255 | 0 | 0 | 0 | 0 | 0.0077025 | 0.013285 | 0.032 | 0.032
L3 | CAV.1465.L3 | CAV | _ | LCAV | 1.0377 | 19.375 | 0 | 1300 | 0 | 1436.8038 | 0 | 0 | 1465.1374 | 0 | 0 | 0 | 14.7681 | 112.6998 | 3.3969 | 11.0422 | 327.2645 | 12.8765 | 15.0262 | 0 | 0 | 0 | 0 | 0.0073888 | 0.012591 | 0.032 | 0.032
L3 | CAV.1466.L3 | CAV | _ | LCAV | 1.0377 | 19.375 | 0 | 1300 | 0 | 1438.1874 | 0 | 0 | 1466.521 | 0 | 0 | 0 | 14.7875 | 103.5129 | 3.243 | 11.0443 | 292.6083 | 12.1714 | 15.0269 | 0 | 0 | 0 | 0 | 0.0070766 | 0.011898 | 0.032 | 0.032
L3 | CAV.1467.L3 | CAV | _ | LCAV | 1.0377 | 19.375 | 0 | 1300 | 0 | 1439.571 | 0 | 0 | 1467.9046 | 0 | 0 | 0 | 14.8069 | 94.7519 | 3.0891 | 11.0465 | 259.9032 | 11.4663 | 15.0277 | 0 | 0 | 0 | 0 | 0.0067661 | 0.011206 | 0.032 | 0.032
L3 | CAV.1469.L3 | CAV | _ | LCAV | 1.0377 | 19.375 | 0 | 1300 | 0 | 1440.9546 | 0 | 0 | 1469.2882 | 0 | 0 | 0 | 14.8262 | 86.4168 | 2.9352 | 11.0489 | 229.1493 | 10.7611 | 15.0286 | 0 | 0 | 0 | 0 | 0.0064574 | 0.010515 | 0.032 | 0.032
L3 | CAV.1470.L3 | CAV | _ | LCAV | 1.0377 | 19.375 | 0 | 1300 | 0 | 1442.3382 | 0 | 0 | 1470.6718 | 0 | 0 | 0 | 14.8456 | 78.5076 | 2.7813 | 11.0516 | 200.3468 | 10.056 | 15.0296 | 0 | 0 | 0 | 0 | 0.0061508 | 0.0098258 | 0.032 | 0.032
L3 | CAV.1472.L3 | CAV | _ | LCAV | 1.0377 | 19.375 | 0 | 1300 | 0 | 1443.7218 | 0 | 0 | 1472.0554 | 0 | 0 | 0 | 14.865 | 71.0243 | 2.6273 | 11.0545 | 173.4956 | 9.3508 | 15.0308 | 0 | 0 | 0 | 0 | 0.0058465 | 0.0091377 | 0.032 | 0.032
L3 | BPM.1472.L3 | BPM | _ | MONI | 0 | 0 | 0 | 0 | 0 | 1444.52 | 0 | 0 | 1472.8536 | 0 | 0 | 0 | 14.865 | 69.5653 | 2.5963 | 11.0552 | 168.312 | 9.2084 | 15.0311 | 0 | 0 | 0 | 0 | 0.0057861 | 0.0090001 | 0.022 | 0.022
L3 | Q.1473.L3 | Q | Q.99.L3 | QUAD | 0.3 | 0.0735 | 0 | 0 | 0 | 1444.745 | 0 | 0 | 1473.0786 | 0 | 0 | 0 | 14.865 | 66.1419 | 7.4531 | 11.0561 | 165.1055 | -3.0317 | 15.0314 | 0 | 0 | 0 | 0 | 0.005642 | 0.008914 | 0.037 | 0.037
L3 | CX.1473.L3 | CX | _ | HKIC | 0 | 0 | 0 | 0 | 0 | 1444.895 | 0 | 0 | 1473.2286 | 0 | 0 | 0 | 14.865 | 66.1419 | 7.4531 | 11.0561 | 165.1055 | -3.0317 | 15.0314 | 0 | 0 | 0 | 0 | 0.005642 | 0.008914 | 0.037 | 0.037
L3 | ACCEND.1473.L3 | ACCEND | _ | MARK | 0 | 0 | 0 | 0 | 0 | 1445.2874 | 0 | 0 | 1473.621 | 0 | 0 | 0 | 14.865 | 60.4243 | 7.1176 | 11.057 | 167.4942 | -3.0559 | 15.0318 | 0 | 0 | 0 | 0 | 0.0053926 | 0.0089783 | #N/A | #N/A
L3 | ACCSTART.1473.L3 | ACCSTART | _ | MARK | 0 | 0 | 0 | 0 | 0 | 1445.2874 | 0 | 0 | 1473.621 | 0 | 0 | 0 | 14.865 | 60.4243 | 7.1176 | 11.057 | 167.4942 | -3.0559 | 15.0318 | 0 | 0 | 0 | 0 | 0.0053926 | 0.0089783 | #N/A | #N/A
L3 | CAV.1474.L3 | CAV | _ | LCAV | 1.0377 | 19.375 | 0 | 1300 | 0 | 1446.0278 | 0 | 0 | 1474.3614 | 0 | 0 | 0 | 14.8844 | 43.8538 | 6.041 | 11.0609 | 175.2886 | -3.1336 | 15.033 | 0 | 0 | 0 | 0 | 0.0045911 | 0.0091788 | 0.032 | 0.032
L3 | CAV.1475.L3 | CAV | _ | LCAV | 1.0377 | 19.375 | 0 | 1300 | 0 | 1447.4114 | 0 | 0 | 1475.745 | 0 | 0 | 0 | 14.9037 | 28.7739 | 4.8581 | 11.0671 | 184.0779 | -3.2189 | 15.0342 | 0 | 0 | 0 | 0 | 0.0037164 | 0.0094 | 0.032 | 0.032
L3 | CAV.1477.L3 | CAV | _ | LCAV | 1.0377 | 19.375 | 0 | 1300 | 0 | 1448.795 | 0 | 0 | 1477.1286 | 0 | 0 | 0 | 14.9231 | 16.9674 | 3.6751 | 11.0771 | 193.1032 | -3.3042 | 15.0354 | 0 | 0 | 0 | 0 | 0.002852 | 0.0096214 | 0.032 | 0.032
L3 | CAV.1478.L3 | CAV | _ | LCAV | 1.0377 | 19.375 | 0 | 1300 | 0 | 1450.1786 | 0 | 0 | 1478.5122 | 0 | 0 | 0 | 14.9425 | 8.4342 | 2.4922 | 11.0956 | 202.3647 | -3.3895 | 15.0365 | 0 | 0 | 0 | 0 | 0.0020095 | 0.0098431 | 0.032 | 0.032
L3 | CAV.1479.L3 | CAV | _ | LCAV | 1.0377 | 19.375 | 0 | 1300 | 0 | 1451.5622 | 0 | 0 | 1479.8958 | 0 | 0 | 0 | 14.9619 | 3.1746 | 1.3093 | 11.1386 | 211.8621 | -3.4748 | 15.0375 | 0 | 0 | 0 | 0 | 0.001232 | 0.010065 | 0.032 | 0.032
L3 | CAV.1481.L3 | CAV | _ | LCAV | 1.0377 | 19.375 | 0 | 1300 | 0 | 1452.9458 | 0 | 0 | 1481.2794 | 0 | 0 | 0 | 14.9812 | 1.1883 | 0.1263 | 11.2648 | 221.5957 | -3.5601 | 15.0386 | 0 | 0 | 0 | 0 | 0.00075329 | 0.010287 | 0.032 | 0.032
L3 | CAV.1482.L3 | CAV | _ | LCAV | 1.0377 | 19.375 | 0 | 1300 | 0 | 1454.3294 | 0 | 0 | 1482.663 | 0 | 0 | 0 | 15.0006 | 2.4755 | -1.0566 | 11.4142 | 231.5652 | -3.6454 | 15.0395 | 0 | 0 | 0 | 0 | 0.0010866 | 0.010509 | 0.032 | 0.032
L3 | CAV.1484.L3 | CAV | _ | LCAV | 1.0377 | 19.375 | 0 | 1300 | 0 | 1455.713 | 0 | 0 | 1484.0466 | 0 | 0 | 0 | 15.02 | 7.0361 | -2.2396 | 11.468 | 241.7707 | -3.7307 | 15.0405 | 0 | 0 | 0 | 0 | 0.0018307 | 0.010731 | 0.032 | 0.032
L3 | BPM.1484.L3 | BPM | _ | MONI | 0 | 0 | 0 | 0 | 0 | 1456.5112 | 0 | 0 | 1484.8448 | 0 | 0 | 0 | 15.02 | 8.3538 | -2.4784 | 11.4738 | 243.8595 | -3.7479 | 15.0406 | 0 | 0 | 0 | 0 | 0.0019947 | 0.010777 | 0.022 | 0.022
L3 | Q.1485.L3 | Q | Q.100.L3 | QUAD | 0.3 | -0.0831 | 0 | 0 | 0 | 1456.7362 | 0 | 0 | 1485.0698 | 0 | 0 | 0 | 15.02 | 10.5783 | -3.6684 | 11.4802 | 240.6005 | 16.385 | 15.0409 | 0 | 0 | 0 | 0 | 0.0022446 | 0.010705 | 0.037 | 0.037
L3 | CY.1485.L3 | CY | _ | VKIC | 0 | 0 | 0 | 0 | 0 | 1456.8862 | 0 | 0 | 1485.2198 | 0 | 0 | 0 | 15.02 | 10.5783 | -3.6684 | 11.4802 | 240.6005 | 16.385 | 15.0409 | 0 | 0 | 0 | 0 | 0.0022446 | 0.010705 | 0.037 | 0.037
L3 | ACCEND.1485.L3 | ACCEND | _ | MARK | 0 | 0 | 0 | 0 | 0 | 1457.2786 | 0 | 0 | 1485.6122 | 0 | 0 | 0 | 15.02 | 13.6677 | -4.2047 | 11.4854 | 227.914 | 15.9455 | 15.0412 | 0 | 0 | 0 | 0 | 0.0025515 | 0.010419 | #N/A | #N/A
L3 | ACCSTART.1485.L3 | ACCSTART | _ | MARK | 0 | 0 | 0 | 0 | 0 | 1457.2786 | 0 | 0 | 1485.6122 | 0 | 0 | 0 | 15.02 | 13.6677 | -4.2047 | 11.4854 | 227.914 | 15.9455 | 15.0412 | 0 | 0 | 0 | 0 | 0.0025515 | 0.010419 | #N/A | #N/A
L3 | CAV.1486.L3 | CAV | _ | LCAV | 1.0377 | 19.375 | 0 | 1300 | 0 | 1458.019 | 0 | 0 | 1486.3526 | 0 | 0 | 0 | 15.0394 | 26.4252 | -5.9258 | 11.4959 | 189.5296 | 14.5352 | 15.0421 | 0 | 0 | 0 | 0 | 0.0035454 | 0.0094951 | 0.032 | 0.032
L3 | CAV.1487.L3 | CAV | _ | LCAV | 1.0377 | 19.375 | 0 | 1300 | 0 | 1459.4026 | 0 | 0 | 1487.7362 | 0 | 0 | 0 | 15.0587 | 45.4395 | -7.8168 | 11.5023 | 151.4517 | 12.9856 | 15.0434 | 0 | 0 | 0 | 0 | 0.0046462 | 0.0084824 | 0.032 | 0.032
L3 | CAV.1489.L3 | CAV | _ | LCAV | 1.0377 | 19.375 | 0 | 1300 | 0 | 1460.7862 | 0 | 0 | 1489.1198 | 0 | 0 | 0 | 15.0781 | 69.6865 | -9.7078 | 11.5062 | 117.6619 | 11.4361 | 15.0451 | 0 | 0 | 0 | 0 | 0.0057501 | 0.0074717 | 0.032 | 0.032
L3 | CAV.1490.L3 | CAV | _ | LCAV | 1.0377 | 19.375 | 0 | 1300 | 0 | 1462.1698 | 0 | 0 | 1490.5034 | 0 | 0 | 0 | 15.0975 | 99.1661 | -11.5987 | 11.5088 | 88.1601 | 9.8864 | 15.0472 | 0 | 0 | 0 | 0 | 0.0068549 | 0.0064634 | 0.032 | 0.032
L3 | CAV.1491.L3 | CAV | _ | LCAV | 1.0377 | 19.375 | 0 | 1300 | 0 | 1463.5534 | 0 | 0 | 1491.887 | 0 | 0 | 0 | 15.1169 | 133.8783 | -13.4896 | 11.5108 | 62.9465 | 8.3368 | 15.0502 | 0 | 0 | 0 | 0 | 0.0079597 | 0.0054579 | 0.032 | 0.032
L3 | CAV.1493.L3 | CAV | _ | LCAV | 1.0377 | 19.375 | 0 | 1300 | 0 | 1464.937 | 0 | 0 | 1493.2706 | 0 | 0 | 0 | 15.1362 | 173.8229 | -15.3804 | 11.5122 | 42.021 | 6.7871 | 15.0545 | 0 | 0 | 0 | 0 | 0.009064 | 0.0044566 | 0.032 | 0.032
L3 | CAV.1494.L3 | CAV | _ | LCAV | 1.0377 | 19.375 | 0 | 1300 | 0 | 1466.3206 | 0 | 0 | 1494.6542 | 0 | 0 | 0 | 15.1556 | 218.9998 | -17.2713 | 11.5133 | 25.3838 | 5.2375 | 15.0612 | 0 | 0 | 0 | 0 | 0.010167 | 0.0034615 | 0.032 | 0.032
L3 | CAV.1496.L3 | CAV | _ | LCAV | 1.0377 | 19.375 | 0 | 1300 | 0 | 1467.7042 | 0 | 0 | 1496.0378 | 0 | 0 | 0 | 15.175 | 269.4091 | -19.1621 | 11.5142 | 13.0349 | 3.6878 | 15.0733 | 0 | 0 | 0 | 0 | 0.01127 | 0.0024789 | 0.032 | 0.032
L3 | BPM.1496.L3 | BPM | _ | MONI | 0 | 0 | 0 | 0 | 0 | 1468.5024 | 0 | 0 | 1496.836 | 0 | 0 | 0 | 15.175 | 280.2196 | -19.5438 | 11.5144 | 11.0622 | 3.3749 | 15.077 | 0 | 0 | 0 | 0 | 0.011494 | 0.0022837 | 0.022 | 0.022
L3 | Q.1497.L3 | Q | Q.101.L3 | QUAD | 0.3 | 0.0841 | 0 | 0 | 0 | 1468.7274 | 0 | 0 | 1497.061 | 0 | 0 | 0 | 15.175 | 287.7871 | 4.349 | 11.5146 | 8.9247 | 2.2134 | 15.0831 | 0 | 0 | 0 | 0 | 0.011648 | 0.0020512 | 0.037 | 0.037
L3 | CX.1497.L3 | CX | _ | HKIC | 0 | 0 | 0 | 0 | 0 | 1468.8774 | 0 | 0 | 1497.211 | 0 | 0 | 0 | 15.175 | 287.7871 | 4.349 | 11.5146 | 8.9247 | 2.2134 | 15.0831 | 0 | 0 | 0 | 0 | 0.011648 | 0.0020512 | 0.037 | 0.037
L3 | ACCEND.1497.L3 | ACCEND | _ | MARK | 0 | 0 | 0 | 0 | 0 | 1469.2698 | 0 | 0 | 1497.6034 | 0 | 0 | 0 | 15.175 | 284.3846 | 4.3218 | 11.5148 | 7.2895 | 1.954 | 15.0908 | 0 | 0 | 0 | 0 | 0.011579 | 0.0018538 | #N/A | #N/A
L3 | ACCSTART.1497.L3 | ACCSTART | _ | MARK | 0 | 0 | 0 | 0 | 0 | 1469.2698 | 0 | 0 | 1497.6034 | 0 | 0 | 0 | 15.175 | 284.3846 | 4.3218 | 11.5148 | 7.2895 | 1.954 | 15.0908 | 0 | 0 | 0 | 0 | 0.011579 | 0.0018538 | #N/A | #N/A
L3 | CAV.1498.L3 | CAV | _ | LCAV | 1.0377 | 19.375 | 0 | 1300 | 0 | 1470.0102 | 0 | 0 | 1498.3438 | 0 | 0 | 0 | 15.1944 | 273.6093 | 4.2348 | 11.5155 | 3.4163 | 1.1216 | 15.1314 | 0 | 0 | 0 | 0 | 0.01135 | 0.0012683 | 0.032 | 0.032
L3 | CAV.1499.L3 | CAV | _ | LCAV | 1.0377 | 19.375 | 0 | 1300 | 0 | 1471.3938 | 0 | 0 | 1499.7274 | 0 | 0 | 0 | 15.2137 | 262.0231 | 4.1392 | 11.5164 | 1.5778 | 0.2071 | 15.233 | 0 | 0 | 0 | 0 | 0.0111 | 0.00086136 | 0.032 | 0.032
L3 | CAV.1501.L3 | CAV | _ | LCAV | 1.0377 | 19.375 | 0 | 1300 | 0 | 1472.7774 | 0 | 0 | 1501.111 | 0 | 0 | 0 | 15.2331 | 250.7016 | 4.0435 | 11.5172 | 2.27 | -0.7074 | 15.3635 | 0 | 0 | 0 | 0 | 0.010851 | 0.0010325 | 0.032 | 0.032
L3 | CAV.1502.L3 | CAV | _ | LCAV | 1.0377 | 19.375 | 0 | 1300 | 0 | 1474.161 | 0 | 0 | 1502.4946 | 0 | 0 | 0 | 15.2525 | 239.6448 | 3.9479 | 11.5181 | 5.493 | -1.622 | 15.4276 | 0 | 0 | 0 | 0 | 0.010602 | 0.0016051 | 0.032 | 0.032
L3 | CAV.1503.L3 | CAV | _ | LCAV | 1.0377 | 19.375 | 0 | 1300 | 0 | 1475.5446 | 0 | 0 | 1503.8782 | 0 | 0 | 0 | 15.2719 | 228.8527 | 3.8522 | 11.5191 | 11.2466 | -2.5365 | 15.4558 | 0 | 0 | 0 | 0 | 0.010354 | 0.0022953 | 0.032 | 0.032
L3 | CAV.1505.L3 | CAV | _ | LCAV | 1.0377 | 19.375 | 0 | 1300 | 0 | 1476.9282 | 0 | 0 | 1505.2618 | 0 | 0 | 0 | 15.2912 | 218.3253 | 3.7565 | 11.52 | 19.5309 | -3.451 | 15.4706 | 0 | 0 | 0 | 0 | 0.010107 | 0.0030228 | 0.032 | 0.032
L3 | CAV.1506.L3 | CAV | _ | LCAV | 1.0377 | 19.375 | 0 | 1300 | 0 | 1478.3118 | 0 | 0 | 1506.6454 | 0 | 0 | 0 | 15.3106 | 208.0627 | 3.6608 | 11.5211 | 30.3459 | -4.3655 | 15.4797 | 0 | 0 | 0 | 0 | 0.00986 | 0.0037655 | 0.032 | 0.032
L3 | CAV.1508.L3 | CAV | _ | LCAV | 1.0377 | 19.375 | 0 | 1300 | 0 | 1479.6954 | 0 | 0 | 1508.029 | 0 | 0 | 0 | 15.33 | 198.0649 | 3.5651 | 11.5222 | 43.6915 | -5.28 | 15.4857 | 0 | 0 | 0 | 0 | 0.0096141 | 0.0045155 | 0.032 | 0.032
L3 | BPM.1508.L3 | BPM | _ | MONI | 0 | 0 | 0 | 0 | 0 | 1480.4936 | 0 | 0 | 1508.8272 | 0 | 0 | 0 | 15.33 | 196.0788 | 3.5458 | 11.5224 | 46.6925 | -5.4646 | 15.4867 | 0 | 0 | 0 | 0 | 0.0095657 | 0.004668 | 0.022 | 0.022
L3 | Q.1509.L3 | Q | Q.102.L3 | QUAD | 0.3 | -0.0841 | 0 | 0 | 0 | 1480.7186 | 0 | 0 | 1509.0522 | 0 | 0 | 0 | 15.33 | 198.3687 | -13.0241 | 11.5227 | 49.6393 | -1.504 | 15.488 | 0 | 0 | 0 | 0 | 0.0096214 | 0.004813 | 0.037 | 0.037
L3 | CY.1509.L3 | CY | _ | VKIC | 0 | 0 | 0 | 0 | 0 | 1480.8686 | 0 | 0 | 1509.2022 | 0 | 0 | 0 | 15.33 | 198.3687 | -13.0241 | 11.5227 | 49.6393 | -1.504 | 15.488 | 0 | 0 | 0 | 0 | 0.0096214 | 0.004813 | 0.037 | 0.037
L3 | ACCEND.1509.L3 | ACCEND | _ | MARK | 0 | 0 | 0 | 0 | 0 | 1481.261 | 0 | 0 | 1509.5946 | 0 | 0 | 0 | 15.33 | 208.7224 | -13.3616 | 11.523 | 50.8297 | -1.5298 | 15.4892 | 0 | 0 | 0 | 0 | 0.0098693 | 0.0048704 | #N/A | #N/A
L3 | ACCSTART.1509.L3 | ACCSTART | _ | MARK | 0 | 0 | 0 | 0 | 0 | 1481.261 | 0 | 0 | 1509.5946 | 0 | 0 | 0 | 15.33 | 208.7224 | -13.3616 | 11.523 | 50.8297 | -1.5298 | 15.4892 | 0 | 0 | 0 | 0 | 0.0098693 | 0.0048704 | #N/A | #N/A
L3 | CAV.1510.L3 | CAV | _ | LCAV | 1.0377 | 19.375 | 0 | 1300 | 0 | 1482.0014 | 0 | 0 | 1510.335 | 0 | 0 | 0 | 15.3494 | 243.7388 | -14.4447 | 11.5239 | 54.7869 | -1.6126 | 15.493 | 0 | 0 | 0 | 0 | 0.010658 | 0.0050532 | 0.032 | 0.032
L3 | CAV.1511.L3 | CAV | _ | LCAV | 1.0377 | 19.375 | 0 | 1300 | 0 | 1483.385 | 0 | 0 | 1511.7186 | 0 | 0 | 0 | 15.3687 | 285.3566 | -15.6346 | 11.5247 | 59.375 | -1.7035 | 15.4969 | 0 | 0 | 0 | 0 | 0.011525 | 0.0052572 | 0.032 | 0.032
L3 | CAV.1513.L3 | CAV | _ | LCAV | 1.0377 | 19.375 | 0 | 1300 | 0 | 1484.7686 | 0 | 0 | 1513.1022 | 0 | 0 | 0 | 15.3881 | 330.2672 | -16.8246 | 11.5254 | 64.2145 | -1.7943 | 15.5004 | 0 | 0 | 0 | 0 | 0.012391 | 0.0054638 | 0.032 | 0.032
L3 | CAV.1514.L3 | CAV | _ | LCAV | 1.0377 | 19.375 | 0 | 1300 | 0 | 1486.1522 | 0 | 0 | 1514.4858 | 0 | 0 | 0 | 15.4075 | 378.4706 | -18.0145 | 11.5261 | 69.3056 | -1.8852 | 15.5037 | 0 | 0 | 0 | 0 | 0.013256 | 0.0056727 | 0.032 | 0.032
L3 | CAV.1515.L3 | CAV | _ | LCAV | 1.0377 | 19.375 | 0 | 1300 | 0 | 1487.5358 | 0 | 0 | 1515.8694 | 0 | 0 | 0 | 15.4269 | 429.9666 | -19.2043 | 11.5266 | 74.6482 | -1.9761 | 15.5068 | 0 | 0 | 0 | 0 | 0.014121 | 0.0058836 | 0.032 | 0.032
L3 | CAV.1517.L3 | CAV | _ | LCAV | 1.0377 | 19.375 | 0 | 1300 | 0 | 1488.9194 | 0 | 0 | 1517.253 | 0 | 0 | 0 | 15.4462 | 484.7552 | -20.3942 | 11.5271 | 80.2423 | -2.067 | 15.5096 | 0 | 0 | 0 | 0 | 0.014984 | 0.0060963 | 0.032 | 0.032
L3 | CAV.1518.L3 | CAV | _ | LCAV | 1.0377 | 19.375 | 0 | 1300 | 0 | 1490.303 | 0 | 0 | 1518.6366 | 0 | 0 | 0 | 15.4656 | 542.8362 | -21.584 | 11.5275 | 86.0879 | -2.1579 | 15.5123 | 0 | 0 | 0 | 0 | 0.015846 | 0.0063105 | 0.032 | 0.032
L3 | CAV.1520.L3 | CAV | _ | LCAV | 1.0377 | 19.375 | 0 | 1300 | 0 | 1491.6866 | 0 | 0 | 1520.0202 | 0 | 0 | 0 | 15.485 | 604.2095 | -22.7737 | 11.5279 | 92.185 | -2.2488 | 15.5148 | 0 | 0 | 0 | 0 | 0.016708 | 0.006526 | 0.032 | 0.032
L3 | BPM.1520.L3 | BPM | _ | MONI | 0 | 0 | 0 | 0 | 0 | 1492.4848 | 0 | 0 | 1520.8184 | 0 | 0 | 0 | 15.485 | 616.998 | -23.0139 | 11.528 | 93.4463 | -2.2671 | 15.5152 | 0 | 0 | 0 | 0 | 0.016883 | 0.0065705 | 0.022 | 0.022
L3 | Q.1521.L3 | Q | Q.103.L3 | QUAD | 0.3 | 0.0841 | 0 | 0 | 0 | 1492.7098 | 0 | 0 | 1521.0434 | 0 | 0 | 0 | 15.485 | 618.624 | 29.1302 | 11.5281 | 97.5652 | -10.4286 | 15.5159 | 0 | 0 | 0 | 0 | 0.016906 | 0.0067138 | 0.037 | 0.037
L3 | CX.1521.L3 | CX | _ | HKIC | 0 | 0 | 0 | 0 | 0 | 1492.8598 | 0 | 0 | 1521.1934 | 0 | 0 | 0 | 15.485 | 618.624 | 29.1302 | 11.5281 | 97.5652 | -10.4286 | 15.5159 | 0 | 0 | 0 | 0 | 0.016906 | 0.0067138 | 0.037 | 0.037
L3 | ACCEND.1521.L3 | ACCEND | _ | MARK | 0 | 0 | 0 | 0 | 0 | 1493.2522 | 0 | 0 | 1521.5858 | 0 | 0 | 0 | 15.485 | 595.9741 | 28.5913 | 11.5282 | 105.9228 | -10.87 | 15.5165 | 0 | 0 | 0 | 0 | 0.016593 | 0.0069954 | #N/A | #N/A
L3 | ACCSTART.1521.L3 | ACCSTART | _ | MARK | 0 | 0 | 0 | 0 | 0 | 1493.2522 | 0 | 0 | 1521.5858 | 0 | 0 | 0 | 15.485 | 595.9741 | 28.5913 | 11.5282 | 105.9228 | -10.87 | 15.5165 | 0 | 0 | 0 | 0 | 0.016593 | 0.0069954 | #N/A | #N/A
L3 | CAV.1522.L3 | CAV | _ | LCAV | 1.0377 | 19.375 | 0 | 1300 | 0 | 1493.9926 | 0 | 0 | 1522.3262 | 0 | 0 | 0 | 15.5044 | 526.1417 | 26.8621 | 11.5285 | 135.0839 | -12.2866 | 15.5182 | 0 | 0 | 0 | 0 | 0.015581 | 0.0078949 | 0.032 | 0.032
L3 | CAV.1523.L3 | CAV | _ | LCAV | 1.0377 | 19.375 | 0 | 1300 | 0 | 1495.3762 | 0 | 0 | 1523.7098 | 0 | 0 | 0 | 15.5237 | 454.4379 | 24.9621 | 11.529 | 171.2369 | -13.843 | 15.5196 | 0 | 0 | 0 | 0 | 0.014472 | 0.0088833 | 0.032 | 0.032
L3 | CAV.1525.L3 | CAV | _ | LCAV | 1.0377 | 19.375 | 0 | 1300 | 0 | 1496.7598 | 0 | 0 | 1525.0934 | 0 | 0 | 0 | 15.5431 | 387.9917 | 23.0621 | 11.5295 | 211.6967 | -15.3994 | 15.5208 | 0 | 0 | 0 | 0 | 0.013363 | 0.009871 | 0.032 | 0.032
L3 | CAV.1526.L3 | CAV | _ | LCAV | 1.0377 | 19.375 | 0 | 1300 | 0 | 1498.1434 | 0 | 0 | 1526.477 | 0 | 0 | 0 | 15.5625 | 326.8034 | 21.162 | 11.5301 | 256.4633 | -16.9557 | 15.5217 | 0 | 0 | 0 | 0 | 0.012257 | 0.010858 | 0.032 | 0.032
L3 | CAV.1527.L3 | CAV | _ | LCAV | 1.0377 | 19.375 | 0 | 1300 | 0 | 1499.527 | 0 | 0 | 1527.8606 | 0 | 0 | 0 | 15.5819 | 270.873 | 19.2618 | 11.5309 | 305.5365 | -18.512 | 15.5225 | 0 | 0 | 0 | 0 | 0.011152 | 0.011844 | 0.032 | 0.032
L3 | CAV.1529.L3 | CAV | _ | LCAV | 1.0377 | 19.375 | 0 | 1300 | 0 | 1500.9106 | 0 | 0 | 1529.2442 | 0 | 0 | 0 | 15.6012 | 220.2008 | 17.3617 | 11.5318 | 358.9163 | -20.0683 | 15.5232 | 0 | 0 | 0 | 0 | 0.010049 | 0.012829 | 0.032 | 0.032
L3 | CAV.1530.L3 | CAV | _ | LCAV | 1.0377 | 19.375 | 0 | 1300 | 0 | 1502.2942 | 0 | 0 | 1530.6278 | 0 | 0 | 0 | 15.6206 | 174.7866 | 15.4615 | 11.5329 | 416.6025 | -21.6245 | 15.5237 | 0 | 0 | 0 | 0 | 0.008947 | 0.013813 | 0.032 | 0.032
L3 | CAV.1532.L3 | CAV | _ | LCAV | 1.0377 | 19.375 | 0 | 1300 | 0 | 1503.6778 | 0 | 0 | 1532.0114 | 0 | 0 | 0 | 15.64 | 134.6308 | 13.5613 | 11.5343 | 478.595 | -23.1807 | 15.5242 | 0 | 0 | 0 | 0 | 0.0078474 | 0.014796 | 0.032 | 0.032
L3 | BPM.1532.L3 | BPM | _ | MONI | 0 | 0 | 0 | 0 | 0 | 1504.476 | 0 | 0 | 1532.8096 | 0 | 0 | 0 | 15.64 | 127.1626 | 13.1777 | 11.5347 | 491.6315 | -23.4949 | 15.5243 | 0 | 0 | 0 | 0 | 0.0076267 | 0.014996 | 0.022 | 0.022
L3 | Q.1533.L3 | Q | Q.104.L3 | QUAD | 0.3 | -0.0841 | 0 | 0 | 0 | 1504.701 | 0 | 0 | 1533.0346 | 0 | 0 | 0 | 15.64 | 120.5263 | 2.6141 | 11.5352 | 496.7849 | 18.2154 | 15.5244 | 0 | 0 | 0 | 0 | 0.007425 | 0.015074 | 0.037 | 0.037
L3 | CY.1533.L3 | CY | _ | VKIC | 0 | 0 | 0 | 0 | 0 | 1504.851 | 0 | 0 | 1533.1846 | 0 | 0 | 0 | 15.64 | 120.5263 | 2.6141 | 11.5352 | 496.7849 | 18.2154 | 15.5244 | 0 | 0 | 0 | 0 | 0.007425 | 0.015074 | 0.037 | 0.037
L3 | ACCEND.1533.L3 | ACCEND | _ | MARK | 0 | 0 | 0 | 0 | 0 | 1505.2434 | 0 | 0 | 1533.577 | 0 | 0 | 0 | 15.64 | 118.4847 | 2.5886 | 11.5357 | 482.5926 | 17.9525 | 15.5246 | 0 | 0 | 0 | 0 | 0.0073619 | 0.014858 | #N/A | #N/A
L3 | ACCSTART.1533.L3 | ACCSTART | _ | MARK | 0 | 0 | 0 | 0 | 0 | 1505.2434 | 0 | 0 | 1533.577 | 0 | 0 | 0 | 15.64 | 118.4847 | 2.5886 | 11.5357 | 482.5926 | 17.9525 | 15.5246 | 0 | 0 | 0 | 0 | 0.0073619 | 0.014858 | #N/A | #N/A
L3 | CAV.1534.L3 | CAV | _ | LCAV | 1.0377 | 19.375 | 0 | 1300 | 0 | 1505.9838 | 0 | 0 | 1534.3174 | 0 | 0 | 0 | 15.6594 | 112.0682 | 2.5068 | 11.5374 | 438.4395 | 17.1091 | 15.525 | 0 | 0 | 0 | 0 | 0.0071553 | 0.014153 | 0.032 | 0.032
L3 | CAV.1535.L3 | CAV | _ | LCAV | 1.0377 | 19.375 | 0 | 1300 | 0 | 1507.3674 | 0 | 0 | 1535.701 | 0 | 0 | 0 | 15.6787 | 105.2558 | 2.4169 | 11.5394 | 392.3775 | 16.1823 | 15.5255 | 0 | 0 | 0 | 0 | 0.0069301 | 0.01338 | 0.032 | 0.032
L3 | CAV.1537.L3 | CAV | _ | LCAV | 1.0377 | 19.375 | 0 | 1300 | 0 | 1508.751 | 0 | 0 | 1537.0846 | 0 | 0 | 0 | 15.6981 | 98.6922 | 2.327 | 11.5416 | 348.8801 | 15.2555 | 15.5261 | 0 | 0 | 0 | 0 | 0.0067064 | 0.012609 | 0.032 | 0.032
L3 | CAV.1538.L3 | CAV | _ | LCAV | 1.0377 | 19.375 | 0 | 1300 | 0 | 1510.1346 | 0 | 0 | 1538.4682 | 0 | 0 | 0 | 15.7175 | 92.3773 | 2.2371 | 11.5439 | 307.9474 | 14.3287 | 15.5268 | 0 | 0 | 0 | 0 | 0.0064843 | 0.011839 | 0.032 | 0.032
L3 | CAV.1539.L3 | CAV | _ | LCAV | 1.0377 | 19.375 | 0 | 1300 | 0 | 1511.5182 | 0 | 0 | 1539.8518 | 0 | 0 | 0 | 15.7369 | 86.3112 | 2.1472 | 11.5464 | 269.5795 | 13.4019 | 15.5276 | 0 | 0 | 0 | 0 | 0.006264 | 0.01107 | 0.032 | 0.032
L3 | CAV.1541.L3 | CAV | _ | LCAV | 1.0377 | 19.375 | 0 | 1300 | 0 | 1512.9018 | 0 | 0 | 1541.2354 | 0 | 0 | 0 | 15.7562 | 80.4939 | 2.0573 | 11.549 | 233.7763 | 12.475 | 15.5284 | 0 | 0 | 0 | 0 | 0.0060455 | 0.010303 | 0.032 | 0.032
L3 | CAV.1542.L3 | CAV | _ | LCAV | 1.0377 | 19.375 | 0 | 1300 | 0 | 1514.2854 | 0 | 0 | 1542.619 | 0 | 0 | 0 | 15.7756 | 74.9254 | 1.9674 | 11.5519 | 200.5381 | 11.5481 | 15.5295 | 0 | 0 | 0 | 0 | 0.005829 | 0.0095363 | 0.032 | 0.032
L3 | CAV.1544.L3 | CAV | _ | LCAV | 1.0377 | 19.375 | 0 | 1300 | 0 | 1515.669 | 0 | 0 | 1544.0026 | 0 | 0 | 0 | 15.795 | 69.6058 | 1.8775 | 11.5549 | 169.8648 | 10.6211 | 15.5306 | 0 | 0 | 0 | 0 | 0.0056148 | 0.0087713 | 0.032 | 0.032
L3 | BPM.1544.L3 | BPM | _ | MONI | 0 | 0 | 0 | 0 | 0 | 1516.4672 | 0 | 0 | 1544.8008 | 0 | 0 | 0 | 15.795 | 68.5621 | 1.8593 | 11.5555 | 163.9841 | 10.434 | 15.5309 | 0 | 0 | 0 | 0 | 0.0055726 | 0.0086182 | 0.022 | 0.022
L3 | Q.1545.L3 | Q | Q.105.L3 | QUAD | 0.3 | 0.0735 | 0 | 0 | 0 | 1516.6922 | 0 | 0 | 1545.0258 | 0 | 0 | 0 | 15.795 | 65.698 | 6.7007 | 11.5564 | 159.77 | -1.4764 | 15.5313 | 0 | 0 | 0 | 0 | 0.0054549 | 0.0085067 | 0.037 | 0.037
L3 | CX.1545.L3 | CX | _ | HKIC | 0 | 0 | 0 | 0 | 0 | 1516.8422 | 0 | 0 | 1545.1758 | 0 | 0 | 0 | 15.795 | 65.698 | 6.7007 | 11.5564 | 159.77 | -1.4764 | 15.5313 | 0 | 0 | 0 | 0 | 0.0054549 | 0.0085067 | 0.037 | 0.037
L3 | ACCEND.1545.L3 | ACCEND | _ | MARK | 0 | 0 | 0 | 0 | 0 | 1517.2346 | 0 | 0 | 1545.5682 | 0 | 0 | 0 | 15.795 | 60.5468 | 6.4266 | 11.5574 | 160.9318 | -1.4842 | 15.5317 | 0 | 0 | 0 | 0 | 0.0052367 | 0.0085376 | #N/A | #N/A
L3 | ACCSTART.1545.L3 | ACCSTART | _ | MARK | 0 | 0 | 0 | 0 | 0 | 1517.2346 | 0 | 0 | 1545.5682 | 0 | 0 | 0 | 15.795 | 60.5468 | 6.4266 | 11.5574 | 160.9318 | -1.4842 | 15.5317 | 0 | 0 | 0 | 0 | 0.0052367 | 0.0085376 | #N/A | #N/A
L3 | CAV.1546.L3 | CAV | _ | LCAV | 1.0377 | 19.375 | 0 | 1300 | 0 | 1517.975 | 0 | 0 | 1546.3086 | 0 | 0 | 0 | 15.8144 | 45.4688 | 5.5468 | 11.5612 | 164.7015 | -1.5092 | 15.5329 | 0 | 0 | 0 | 0 | 0.0045353 | 0.0086317 | 0.032 | 0.032
L3 | CAV.1547.L3 | CAV | _ | LCAV | 1.0377 | 19.375 | 0 | 1300 | 0 | 1519.3586 | 0 | 0 | 1547.6922 | 0 | 0 | 0 | 15.8337 | 31.4573 | 4.5801 | 11.5671 | 168.916 | -1.5367 | 15.5342 | 0 | 0 | 0 | 0 | 0.00377 | 0.0087361 | 0.032 | 0.032
L3 | CAV.1549.L3 | CAV | _ | LCAV | 1.0377 | 19.375 | 0 | 1300 | 0 | 1520.7422 | 0 | 0 | 1549.0758 | 0 | 0 | 0 | 15.8531 | 20.1206 | 3.6135 | 11.5758 | 173.2064 | -1.5642 | 15.5355 | 0 | 0 | 0 | 0 | 0.0030133 | 0.008841 | 0.032 | 0.032
L3 | CAV.1550.L3 | CAV | _ | LCAV | 1.0377 | 19.375 | 0 | 1300 | 0 | 1522.1258 | 0 | 0 | 1550.4594 | 0 | 0 | 0 | 15.8725 | 11.4588 | 2.6468 | 11.5903 | 177.5729 | -1.5917 | 15.5368 | 0 | 0 | 0 | 0 | 0.0022726 | 0.0089462 | 0.032 | 0.032
L3 | CAV.1551.L3 | CAV | _ | LCAV | 1.0377 | 19.375 | 0 | 1300 | 0 | 1523.5094 | 0 | 0 | 1551.843 | 0 | 0 | 0 | 15.8919 | 5.4719 | 1.6802 | 11.6183 | 182.0154 | -1.6191 | 15.538 | 0 | 0 | 0 | 0 | 0.0015695 | 0.0090519 | 0.032 | 0.032
L3 | CAV.1553.L3 | CAV | _ | LCAV | 1.0377 | 19.375 | 0 | 1300 | 0 | 1524.893 | 0 | 0 | 1553.2266 | 0 | 0 | 0 | 15.9112 | 2.16 | 0.7135 | 11.6842 | 186.5338 | -1.6466 | 15.5392 | 0 | 0 | 0 | 0 | 0.00098548 | 0.009158 | 0.032 | 0.032
L3 | CAV.1554.L3 | CAV | _ | LCAV | 1.0377 | 19.375 | 0 | 1300 | 0 | 1526.2766 | 0 | 0 | 1554.6102 | 0 | 0 | 0 | 15.9306 | 1.523 | -0.2531 | 11.8223 | 191.1283 | -1.6741 | 15.5404 | 0 | 0 | 0 | 0 | 0.00082701 | 0.0092645 | 0.032 | 0.032
L3 | CAV.1556.L3 | CAV | _ | LCAV | 1.0377 | 19.375 | 0 | 1300 | 0 | 1527.6602 | 0 | 0 | 1555.9938 | 0 | 0 | 0 | 15.95 | 3.561 | -1.2198 | 11.9236 | 195.7988 | -1.7015 | 15.5415 | 0 | 0 | 0 | 0 | 0.0012638 | 0.0093713 | 0.032 | 0.032
L3 | BPM.1556.L3 | BPM | _ | MONI | 0 | 0 | 0 | 0 | 0 | 1528.4584 | 0 | 0 | 1556.792 | 0 | 0 | 0 | 15.95 | 4.2969 | -1.4149 | 11.9349 | 196.7508 | -1.7071 | 15.5417 | 0 | 0 | 0 | 0 | 0.0013883 | 0.009394 | 0.022 | 0.022
L3 | Q.1557.L3 | Q | Q.106.L3 | QUAD | 0.3 | -0.0831 | 0 | 0 | 0 | 1528.6834 | 0 | 0 | 1557.017 | 0 | 0 | 0 | 15.95 | 5.585 | -2.1354 | 11.9472 | 193.1475 | 14.4663 | 15.542 | 0 | 0 | 0 | 0 | 0.0015827 | 0.0093076 | 0.037 | 0.037
L3 | CY.1557.L3 | CY | _ | VKIC | 0 | 0 | 0 | 0 | 0 | 1528.8334 | 0 | 0 | 1557.167 | 0 | 0 | 0 | 15.95 | 5.585 | -2.1354 | 11.9472 | 193.1475 | 14.4663 | 15.542 | 0 | 0 | 0 | 0 | 0.0015827 | 0.0093076 | 0.037 | 0.037
L3 | ACCEND.1557.L3 | ACCEND | _ | MARK | 0 | 0 | 0 | 0 | 0 | 1529.2258 | 0 | 0 | 1557.5594 | 0 | 0 | 0 | 15.95 | 7.4141 | -2.526 | 11.9569 | 181.962 | 14.0391 | 15.5424 | 0 | 0 | 0 | 0 | 0.0018236 | 0.0090341 | #N/A | #N/A
L3 | ACCSTART.1557.L3 | ACCSTART | _ | MARK | 0 | 0 | 0 | 0 | 0 | 1529.2258 | 0 | 0 | 1557.5594 | 0 | 0 | 0 | 15.95 | 7.4141 | -2.526 | 11.9569 | 181.962 | 14.0391 | 15.5424 | 0 | 0 | 0 | 0 | 0.0018236 | 0.0090341 | #N/A | #N/A
L3 | CAV.1558.L3 | CAV | _ | LCAV | 1.0377 | 19.375 | 0 | 1300 | 0 | 1529.9662 | 0 | 0 | 1558.2998 | 0 | 0 | 0 | 15.9694 | 15.3549 | -3.7796 | 11.9757 | 148.3296 | 12.6682 | 15.5436 | 0 | 0 | 0 | 0 | 0.0026227 | 0.0081516 | 0.032 | 0.032
L3 | CAV.1559.L3 | CAV | _ | LCAV | 1.0377 | 19.375 | 0 | 1300 | 0 | 1531.3498 | 0 | 0 | 1559.6834 | 0 | 0 | 0 | 15.9887 | 27.7196 | -5.157 | 11.9864 | 115.3582 | 11.1619 | 15.5453 | 0 | 0 | 0 | 0 | 0.0035218 | 0.0071844 | 0.032 | 0.032
L3 | CAV.1561.L3 | CAV | _ | LCAV | 1.0377 | 19.375 | 0 | 1300 | 0 | 1532.7334 | 0 | 0 | 1561.067 | 0 | 0 | 0 | 16.0081 | 43.8958 | -6.5344 | 11.9927 | 86.555 | 9.6557 | 15.5475 | 0 | 0 | 0 | 0 | 0.0044291 | 0.0062194 | 0.032 | 0.032
L3 | CAV.1562.L3 | CAV | _ | LCAV | 1.0377 | 19.375 | 0 | 1300 | 0 | 1534.117 | 0 | 0 | 1562.4506 | 0 | 0 | 0 | 16.0275 | 63.8834 | -7.9117 | 11.9969 | 61.92 | 8.1494 | 15.5505 | 0 | 0 | 0 | 0 | 0.0053399 | 0.0052572 | 0.032 | 0.032
L3 | CAV.1563.L3 | CAV | _ | LCAV | 1.0377 | 19.375 | 0 | 1300 | 0 | 1535.5006 | 0 | 0 | 1563.8342 | 0 | 0 | 0 | 16.0469 | 87.6824 | -9.289 | 11.9998 | 41.4532 | 6.6431 | 15.5548 | 0 | 0 | 0 | 0 | 0.0062522 | 0.0042989 | 0.032 | 0.032
L3 | CAV.1565.L3 | CAV | _ | LCAV | 1.0377 | 19.375 | 0 | 1300 | 0 | 1536.8842 | 0 | 0 | 1565.2178 | 0 | 0 | 0 | 16.0662 | 115.2926 | -10.6663 | 12.002 | 25.1547 | 5.1367 | 15.5616 | 0 | 0 | 0 | 0 | 0.007165 | 0.0033468 | 0.032 | 0.032
L3 | CAV.1566.L3 | CAV | _ | LCAV | 1.0377 | 19.375 | 0 | 1300 | 0 | 1538.2678 | 0 | 0 | 1566.6014 | 0 | 0 | 0 | 16.0856 | 146.7141 | -12.0436 | 12.0037 | 13.0245 | 3.6304 | 15.5738 | 0 | 0 | 0 | 0 | 0.0080778 | 0.0024068 | 0.032 | 0.032
L3 | CAV.1568.L3 | CAV | _ | LCAV | 1.0377 | 19.375 | 0 | 1300 | 0 | 1539.6514 | 0 | 0 | 1567.985 | 0 | 0 | 0 | 16.105 | 181.9468 | -13.4209 | 12.0051 | 5.0626 | 2.1241 | 15.6011 | 0 | 0 | 0 | 0 | 0.0089901 | 0.0014996 | 0.032 | 0.032
L3 | BPM.1568.L3 | BPM | _ | MONI | 0 | 0 | 0 | 0 | 0 | 1540.4496 | 0 | 0 | 1568.7832 | 0 | 0 | 0 | 16.105 | 189.5214 | -13.6989 | 12.0053 | 3.961 | 1.82 | 15.611 | 0 | 0 | 0 | 0 | 0.0091754 | 0.0013265 | 0.022 | 0.022
L3 | Q.1569.L3 | Q | Q.107.L3 | QUAD | 0.3 | 0.0754 | 0 | 0 | 0 | 1540.6746 | 0 | 0 | 1569.0082 | 0 | 0 | 0 | 16.105 | 195.5081 | 0.7848 | 12.0056 | 2.8183 | 1.2032 | 15.629 | 0 | 0 | 0 | 0 | 0.0093192 | 0.0011189 | 0.037 | 0.037
L3 | CX.1569.L3 | CX | _ | HKIC | 0 | 0 | 0 | 0 | 0 | 1540.8246 | 0 | 0 | 1569.1582 | 0 | 0 | 0 | 16.105 | 195.5081 | 0.7848 | 12.0056 | 2.8183 | 1.2032 | 15.629 | 0 | 0 | 0 | 0 | 0.0093192 | 0.0011189 | 0.037 | 0.037
L3 | ACCEND.1569.L3 | ACCEND | _ | MARK | 0 | 0 | 0 | 0 | 0 | 1541.217 | 0 | 0 | 1569.5506 | 0 | 0 | 0 | 16.105 | 194.8934 | 0.7816 | 12.0059 | 2.0077 | 0.8624 | 15.6554 | 0 | 0 | 0 | 0 | 0.0093045 | 0.00094437 | #N/A | #N/A
L3 | ACCSTART.1569.L3 | ACCSTART | _ | MARK | 0 | 0 | 0 | 0 | 0 | 1541.217 | 0 | 0 | 1569.5506 | 0 | 0 | 0 | 16.105 | 194.8934 | 0.7816 | 12.0059 | 2.0077 | 0.8624 | 15.6554 | 0 | 0 | 0 | 0 | 0.0093045 | 0.00094437 | #N/A | #N/A
L3 | CAV.1570.L3 | CAV | _ | LCAV | 1.0377 | 19.375 | 0 | 1300 | 0 | 1541.9574 | 0 | 0 | 1570.291 | 0 | 0 | 0 | 16.1244 | 192.9381 | 0.7712 | 12.007 | 1.213 | -0.2313 | 15.8048 | 0 | 0 | 0 | 0 | 0.0092521 | 0.00073361 | 0.032 | 0.032
L3 | CAV.1571.L3 | CAV | _ | LCAV | 1.0377 | 19.375 | 0 | 1300 | 0 | 1543.341 | 0 | 0 | 1571.6746 | 0 | 0 | 0 | 16.1437 | 190.8197 | 0.7598 | 12.0081 | 3.5157 | -1.433 | 15.9217 | 0 | 0 | 0 | 0 | 0.0091957 | 0.0012482 | 0.032 | 0.032
L3 | CAV.1573.L3 | CAV | _ | LCAV | 1.0377 | 19.375 | 0 | 1300 | 0 | 1544.7246 | 0 | 0 | 1573.0582 | 0 | 0 | 0 | 16.1631 | 188.7328 | 0.7485 | 12.0093 | 9.1436 | -2.6346 | 15.9609 | 0 | 0 | 0 | 0 | 0.0091398 | 0.0020117 | 0.032 | 0.032
L3 | CAV.1574.L3 | CAV | _ | LCAV | 1.0377 | 19.375 | 0 | 1300 | 0 | 1546.1082 | 0 | 0 | 1574.4418 | 0 | 0 | 0 | 16.1825 | 186.6774 | 0.7371 | 12.0105 | 18.0966 | -3.8362 | 15.9781 | 0 | 0 | 0 | 0 | 0.0090844 | 0.0028285 | 0.032 | 0.032
L3 | CAV.1575.L3 | CAV | _ | LCAV | 1.0377 | 19.375 | 0 | 1300 | 0 | 1547.4918 | 0 | 0 | 1575.8254 | 0 | 0 | 0 | 16.2019 | 184.6535 | 0.7257 | 12.0116 | 30.3749 | -5.0379 | 15.9874 | 0 | 0 | 0 | 0 | 0.0090296 | 0.0036623 | 0.032 | 0.032
L3 | CAV.1577.L3 | CAV | _ | LCAV | 1.0377 | 19.375 | 0 | 1300 | 0 | 1548.8754 | 0 | 0 | 1577.209 | 0 | 0 | 0 | 16.2212 | 182.661 | 0.7143 | 12.0128 | 45.9782 | -6.2395 | 15.9933 | 0 | 0 | 0 | 0 | 0.0089754 | 0.0045031 | 0.032 | 0.032
L3 | CAV.1578.L3 | CAV | _ | LCAV | 1.0377 | 19.375 | 0 | 1300 | 0 | 1550.259 | 0 | 0 | 1578.5926 | 0 | 0 | 0 | 16.2406 | 180.7001 | 0.703 | 12.0141 | 64.9067 | -7.4411 | 15.9974 | 0 | 0 | 0 | 0 | 0.0089218 | 0.0053471 | 0.032 | 0.032
L3 | CAV.1579.L3 | CAV | _ | LCAV | 1.0377 | 19.375 | 0 | 1300 | 0 | 1551.6426 | 0 | 0 | 1579.9762 | 0 | 0 | 0 | 16.26 | 178.7706 | 0.6916 | 12.0153 | 87.1602 | -8.6427 | 16.0003 | 0 | 0 | 0 | 0 | 0.0088687 | 0.0061926 | 0.032 | 0.032
L3 | BPM.1580.L3 | BPM | _ | MONI | 0 | 0 | 0 | 0 | 0 | 1552.4408 | 0 | 0 | 1580.7744 | 0 | 0 | 0 | 16.26 | 178.3849 | 0.6893 | 12.0155 | 92.0558 | -8.8853 | 16.0008 | 0 | 0 | 0 | 0 | 0.0088592 | 0.0063641 | 0.022 | 0.022
L3 | Q.1580.L3 | Q | Q.108.L3 | QUAD | 0.3 | -0.093 | 0 | 0 | 0 | 1552.6658 | 0 | 0 | 1580.9994 | 0 | 0 | 0 | 16.26 | 182.8839 | -16.1724 | 12.0159 | 96.1592 | -0.1828 | 16.0014 | 0 | 0 | 0 | 0 | 0.0089702 | 0.0065044 | 0.037 | 0.037
L3 | CY.1581.L3 | CY | _ | VKIC | 0 | 0 | 0 | 0 | 0 | 1552.8158 | 0 | 0 | 1581.1494 | 0 | 0 | 0 | 16.26 | 182.8839 | -16.1724 | 12.0159 | 96.1592 | -0.1828 | 16.0014 | 0 | 0 | 0 | 0 | 0.0089702 | 0.0065044 | 0.037 | 0.037
L3 | ACCEND.1581.L3 | ACCEND | _ | MARK | 0 | 0 | 0 | 0 | 0 | 1553.2082 | 0 | 0 | 1581.5418 | 0 | 0 | 0 | 16.26 | 195.797 | -16.7357 | 12.0162 | 96.3043 | -0.187 | 16.0021 | 0 | 0 | 0 | 0 | 0.0092815 | 0.0065093 | #N/A | #N/A
L3 | CSC.1582.L3 | CSC | _ | CRYO | 2.0754 | 0 | 0 | 0 | 0 | 1554.2459 | 0 | 0 | 1582.5795 | 0 | 0 | 0 | 16.26 | 271.447 | -19.7151 | 12.0176 | 97.1267 | -0.2093 | 16.0055 | 0 | 0 | 0 | 0 | 0.010928 | 0.0065371 | #N/A | #N/A
L3 | ACCSTART.1583.L3 | ACCSTART | _ | MARK | 0 | 0 | 0 | 0 | 0 | 1555.2836 | 0 | 0 | 1583.6172 | 0 | 0 | 0 | 16.26 | 271.447 | -19.7151 | 12.0176 | 97.1267 | -0.2093 | 16.0055 | 0 | 0 | 0 | 0 | 0.010928 | 0.0065371 | #N/A | #N/A
L3 | CAV.1584.L3 | CAV | _ | LCAV | 1.0377 | 19.375 | 0 | 1300 | 0 | 1556.024 | 0 | 0 | 1584.3576 | 0 | 0 | 0 | 16.2794 | 323.3779 | -21.5228 | 12.0183 | 97.6709 | -0.2228 | 16.0076 | 0 | 0 | 0 | 0 | 0.011921 | 0.0065515 | 0.032 | 0.032
L3 | CAV.1585.L3 | CAV | _ | LCAV | 1.0377 | 19.375 | 0 | 1300 | 0 | 1557.4076 | 0 | 0 | 1585.7412 | 0 | 0 | 0 | 16.2987 | 385.6839 | -23.5089 | 12.0189 | 98.3079 | -0.2376 | 16.0098 | 0 | 0 | 0 | 0 | 0.013011 | 0.0065689 | 0.032 | 0.032
L3 | CAV.1587.L3 | CAV | _ | LCAV | 1.0377 | 19.375 | 0 | 1300 | 0 | 1558.7912 | 0 | 0 | 1587.1248 | 0 | 0 | 0 | 16.3181 | 453.4858 | -25.495 | 12.0194 | 98.986 | -0.2525 | 16.012 | 0 | 0 | 0 | 0 | 0.0141 | 0.0065876 | 0.032 | 0.032
L3 | CAV.1588.L3 | CAV | _ | LCAV | 1.0377 | 19.375 | 0 | 1300 | 0 | 1560.1748 | 0 | 0 | 1588.5084 | 0 | 0 | 0 | 16.3375 | 526.7836 | -27.481 | 12.0199 | 99.7052 | -0.2673 | 16.0142 | 0 | 0 | 0 | 0 | 0.015188 | 0.0066076 | 0.032 | 0.032
L3 | CAV.1589.L3 | CAV | _ | LCAV | 1.0377 | 19.375 | 0 | 1300 | 0 | 1561.5584 | 0 | 0 | 1589.892 | 0 | 0 | 0 | 16.3569 | 605.577 | -29.467 | 12.0203 | 100.4654 | -0.2821 | 16.0164 | 0 | 0 | 0 | 0 | 0.016275 | 0.0066288 | 0.032 | 0.032
L3 | CAV.1591.L3 | CAV | _ | LCAV | 1.0377 | 19.375 | 0 | 1300 | 0 | 1562.942 | 0 | 0 | 1591.2756 | 0 | 0 | 0 | 16.3762 | 689.866 | -31.453 | 12.0206 | 101.2666 | -0.297 | 16.0186 | 0 | 0 | 0 | 0 | 0.01736 | 0.0066512 | 0.032 | 0.032
L3 | CAV.1592.L3 | CAV | _ | LCAV | 1.0377 | 19.375 | 0 | 1300 | 0 | 1564.3256 | 0 | 0 | 1592.6592 | 0 | 0 | 0 | 16.3956 | 779.6503 | -33.4388 | 12.0209 | 102.1089 | -0.3118 | 16.0208 | 0 | 0 | 0 | 0 | 0.018444 | 0.0066749 | 0.032 | 0.032
L3 | CAV.1594.L3 | CAV | _ | LCAV | 1.0377 | 19.375 | 0 | 1300 | 0 | 1565.7092 | 0 | 0 | 1594.0428 | 0 | 0 | 0 | 16.415 | 874.9299 | -35.4246 | 12.0212 | 102.9922 | -0.3266 | 16.0229 | 0 | 0 | 0 | 0 | 0.019527 | 0.0066997 | 0.032 | 0.032
L3 | BPM.1594.L3 | BPM | _ | MONI | 0 | 0 | 0 | 0 | 0 | 1566.5074 | 0 | 0 | 1594.841 | 0 | 0 | 0 | 16.415 | 894.8301 | -35.8255 | 12.0212 | 103.1755 | -0.3296 | 16.0234 | 0 | 0 | 0 | 0 | 0.019748 | 0.0067057 | 0.022 | 0.022
L3 | Q.1595.L3 | Q | Q.109.L3 | QUAD | 0.3 | 0.0754 | 0 | 0 | 0 | 1566.7324 | 0 | 0 | 1595.066 | 0 | 0 | 0 | 16.415 | 901.3588 | 32.1392 | 12.0213 | 105.7808 | -8.253 | 16.0239 | 0 | 0 | 0 | 0 | 0.01982 | 0.0067898 | 0.037 | 0.037
L3 | CX.1595.L3 | CX | _ | HKIC | 0 | 0 | 0 | 0 | 0 | 1566.8824 | 0 | 0 | 1595.216 | 0 | 0 | 0 | 16.415 | 901.3588 | 32.1392 | 12.0213 | 105.7808 | -8.253 | 16.0239 | 0 | 0 | 0 | 0 | 0.01982 | 0.0067898 | 0.037 | 0.037
L3 | ACCEND.1595.L3 | ACCEND | _ | MARK | 0 | 0 | 0 | 0 | 0 | 1567.2748 | 0 | 0 | 1595.6084 | 0 | 0 | 0 | 16.415 | 876.3126 | 31.6891 | 12.0214 | 112.3583 | -8.5093 | 16.0245 | 0 | 0 | 0 | 0 | 0.019543 | 0.0069977 | #N/A | #N/A
L3 | ACCSTART.1595.L3 | ACCSTART | _ | MARK | 0 | 0 | 0 | 0 | 0 | 1567.2748 | 0 | 0 | 1595.6084 | 0 | 0 | 0 | 16.415 | 876.3126 | 31.6891 | 12.0214 | 112.3583 | -8.5093 | 16.0245 | 0 | 0 | 0 | 0 | 0.019543 | 0.0069977 | #N/A | #N/A
L3 | CAV.1596.L3 | CAV | _ | LCAV | 1.0377 | 19.375 | 0 | 1300 | 0 | 1568.0152 | 0 | 0 | 1596.3488 | 0 | 0 | 0 | 16.4344 | 798.3193 | 30.2448 | 12.0216 | 134.826 | -9.332 | 16.0262 | 0 | 0 | 0 | 0 | 0.018642 | 0.007661 | 0.032 | 0.032
L3 | CAV.1597.L3 | CAV | _ | LCAV | 1.0377 | 19.375 | 0 | 1300 | 0 | 1569.3988 | 0 | 0 | 1597.7324 | 0 | 0 | 0 | 16.4537 | 716.8214 | 28.658 | 12.0219 | 161.9003 | -10.2359 | 16.0276 | 0 | 0 | 0 | 0 | 0.017654 | 0.0083901 | 0.032 | 0.032
L3 | CAV.1599.L3 | CAV | _ | LCAV | 1.0377 | 19.375 | 0 | 1300 | 0 | 1570.7824 | 0 | 0 | 1599.116 | 0 | 0 | 0 | 16.4731 | 639.7149 | 27.071 | 12.0222 | 191.4758 | -11.1398 | 16.0289 | 0 | 0 | 0 | 0 | 0.016668 | 0.0091189 | 0.032 | 0.032
L3 | CAV.1600.L3 | CAV | _ | LCAV | 1.0377 | 19.375 | 0 | 1300 | 0 | 1572.166 | 0 | 0 | 1600.4996 | 0 | 0 | 0 | 16.4925 | 566.9998 | 25.484 | 12.0226 | 223.5526 | -12.0437 | 16.03 | 0 | 0 | 0 | 0 | 0.015683 | 0.0098474 | 0.032 | 0.032
L3 | CAV.1601.L3 | CAV | _ | LCAV | 1.0377 | 19.375 | 0 | 1300 | 0 | 1573.5496 | 0 | 0 | 1601.8832 | 0 | 0 | 0 | 16.5119 | 498.6763 | 23.897 | 12.023 | 258.1305 | -12.9475 | 16.0309 | 0 | 0 | 0 | 0 | 0.014699 | 0.010575 | 0.032 | 0.032
L3 | CAV.1603.L3 | CAV | _ | LCAV | 1.0377 | 19.375 | 0 | 1300 | 0 | 1574.9332 | 0 | 0 | 1603.2668 | 0 | 0 | 0 | 16.5312 | 434.7444 | 22.3099 | 12.0235 | 295.2095 | -13.8514 | 16.0317 | 0 | 0 | 0 | 0 | 0.013716 | 0.011303 | 0.032 | 0.032
L3 | CAV.1604.L3 | CAV | _ | LCAV | 1.0377 | 19.375 | 0 | 1300 | 0 | 1576.3168 | 0 | 0 | 1604.6504 | 0 | 0 | 0 | 16.5506 | 375.2044 | 20.7228 | 12.024 | 334.7895 | -14.7552 | 16.0324 | 0 | 0 | 0 | 0 | 0.012735 | 0.01203 | 0.032 | 0.032
L3 | CAV.1606.L3 | CAV | _ | LCAV | 1.0377 | 19.375 | 0 | 1300 | 0 | 1577.7004 | 0 | 0 | 1606.034 | 0 | 0 | 0 | 16.57 | 320.0564 | 19.1356 | 12.0247 | 376.8704 | -15.6589 | 16.033 | 0 | 0 | 0 | 0 | 0.011755 | 0.012756 | 0.032 | 0.032
L3 | BPM.1606.L3 | BPM | _ | MONI | 0 | 0 | 0 | 0 | 0 | 1578.4986 | 0 | 0 | 1606.8322 | 0 | 0 | 0 | 16.57 | 309.4567 | 18.8152 | 12.0248 | 385.6685 | -15.8414 | 16.0331 | 0 | 0 | 0 | 0 | 0.011559 | 0.012904 | 0.022 | 0.022
L3 | Q.1607.L3 | Q | Q.110.L3 | QUAD | 0.3 | -0.093 | 0 | 0 | 0 | 1578.7236 | 0 | 0 | 1607.0572 | 0 | 0 | 0 | 16.57 | 303.936 | -9.6292 | 12.025 | 386.7339 | 20.2312 | 16.0333 | 0 | 0 | 0 | 0 | 0.011455 | 0.012922 | 0.037 | 0.037
L3 | CY.1607.L3 | CY | _ | VKIC | 0 | 0 | 0 | 0 | 0 | 1578.8736 | 0 | 0 | 1607.2072 | 0 | 0 | 0 | 16.57 | 303.936 | -9.6292 | 12.025 | 386.7339 | 20.2312 | 16.0333 | 0 | 0 | 0 | 0 | 0.011455 | 0.012922 | 0.037 | 0.037
L3 | ACCEND.1607.L3 | ACCEND | _ | MARK | 0 | 0 | 0 | 0 | 0 | 1579.266 | 0 | 0 | 1607.5996 | 0 | 0 | 0 | 16.57 | 311.5404 | -9.7502 | 12.0252 | 371.0198 | 19.8149 | 16.0334 | 0 | 0 | 0 | 0 | 0.011598 | 0.012656 | #N/A | #N/A
L3 | ACCSTART.1607.L3 | ACCSTART | _ | MARK | 0 | 0 | 0 | 0 | 0 | 1579.266 | 0 | 0 | 1607.5996 | 0 | 0 | 0 | 16.57 | 311.5404 | -9.7502 | 12.0252 | 371.0198 | 19.8149 | 16.0334 | 0 | 0 | 0 | 0 | 0.011598 | 0.012656 | #N/A | #N/A
L3 | CAV.1608.L3 | CAV | _ | LCAV | 1.0377 | 19.375 | 0 | 1300 | 0 | 1580.0064 | 0 | 0 | 1608.34 | 0 | 0 | 0 | 16.5894 | 336.5861 | -10.1384 | 12.0258 | 322.7964 | 18.479 | 16.034 | 0 | 0 | 0 | 0 | 0.012048 | 0.011798 | 0.032 | 0.032
L3 | CAV.1609.L3 | CAV | _ | LCAV | 1.0377 | 19.375 | 0 | 1300 | 0 | 1581.39 | 0 | 0 | 1609.7236 | 0 | 0 | 0 | 16.6087 | 365.2312 | -10.5649 | 12.0265 | 273.6923 | 17.0111 | 16.0347 | 0 | 0 | 0 | 0 | 0.012543 | 0.010858 | 0.032 | 0.032
L3 | CAV.1611.L3 | CAV | _ | LCAV | 1.0377 | 19.375 | 0 | 1300 | 0 | 1582.7736 | 0 | 0 | 1611.1072 | 0 | 0 | 0 | 16.6281 | 395.0565 | -10.9914 | 12.027 | 228.6502 | 15.5432 | 16.0356 | 0 | 0 | 0 | 0 | 0.013037 | 0.0099183 | 0.032 | 0.032
L3 | CAV.1612.L3 | CAV | _ | LCAV | 1.0377 | 19.375 | 0 | 1300 | 0 | 1584.1572 | 0 | 0 | 1612.4908 | 0 | 0 | 0 | 16.6475 | 426.062 | -11.4179 | 12.0276 | 187.67 | 14.0753 | 16.0367 | 0 | 0 | 0 | 0 | 0.013531 | 0.0089804 | 0.032 | 0.032
L3 | CAV.1613.L3 | CAV | _ | LCAV | 1.0377 | 19.375 | 0 | 1300 | 0 | 1585.5408 | 0 | 0 | 1613.8744 | 0 | 0 | 0 | 16.6669 | 458.2476 | -11.8443 | 12.0281 | 150.7517 | 12.6074 | 16.038 | 0 | 0 | 0 | 0 | 0.014025 | 0.0080441 | 0.032 | 0.032
L3 | CAV.1615.L3 | CAV | _ | LCAV | 1.0377 | 19.375 | 0 | 1300 | 0 | 1586.9244 | 0 | 0 | 1615.258 | 0 | 0 | 0 | 16.6862 | 491.6133 | -12.2708 | 12.0285 | 117.8956 | 11.1394 | 16.0397 | 0 | 0 | 0 | 0 | 0.014518 | 0.0071096 | 0.032 | 0.032
L3 | CAV.1616.L3 | CAV | _ | LCAV | 1.0377 | 19.375 | 0 | 1300 | 0 | 1588.308 | 0 | 0 | 1616.6416 | 0 | 0 | 0 | 16.7056 | 526.1589 | -12.6972 | 12.029 | 89.1016 | 9.6715 | 16.0418 | 0 | 0 | 0 | 0 | 0.015011 | 0.0061771 | 0.032 | 0.032
L3 | CAV.1618.L3 | CAV | _ | LCAV | 1.0377 | 19.375 | 0 | 1300 | 0 | 1589.6916 | 0 | 0 | 1618.0252 | 0 | 0 | 0 | 16.725 | 561.8846 | -13.1236 | 12.0294 | 64.3698 | 8.2035 | 16.0447 | 0 | 0 | 0 | 0 | 0.015503 | 0.0052473 | 0.032 | 0.032
L3 | BPM.1618.L3 | BPM | _ | MONI | 0 | 0 | 0 | 0 | 0 | 1590.4898 | 0 | 0 | 1618.8234 | 0 | 0 | 0 | 16.725 | 569.2394 | -13.2097 | 12.0295 | 59.8701 | 7.9071 | 16.0454 | 0 | 0 | 0 | 0 | 0.015604 | 0.0050605 | 0.022 | 0.022
L3 | Q.1619.L3 | Q | Q.111.L3 | QUAD | 0.3 | 0.0735 | 0 | 0 | 0 | 1590.7148 | 0 | 0 | 1619.0484 | 0 | 0 | 0 | 16.725 | 566.5671 | 28.6369 | 12.0296 | 55.3243 | 3.4738 | 16.0465 | 0 | 0 | 0 | 0 | 0.015567 | 0.0048646 | 0.037 | 0.037
L3 | CX.1619.L3 | CX | _ | HKIC | 0 | 0 | 0 | 0 | 0 | 1590.8648 | 0 | 0 | 1619.1984 | 0 | 0 | 0 | 16.725 | 566.5671 | 28.6369 | 12.0296 | 55.3243 | 3.4738 | 16.0465 | 0 | 0 | 0 | 0 | 0.015567 | 0.0048646 | 0.037 | 0.037
L3 | ACCEND.1619.L3 | ACCEND | _ | MARK | 0 | 0 | 0 | 0 | 0 | 1591.2572 | 0 | 0 | 1619.5908 | 0 | 0 | 0 | 16.725 | 544.316 | 28.0682 | 12.0297 | 52.6345 | 3.3811 | 16.0476 | 0 | 0 | 0 | 0 | 0.015259 | 0.0047449 | #N/A | #N/A
L3 | ACCSTART.1619.L3 | ACCSTART | _ | MARK | 0 | 0 | 0 | 0 | 0 | 1591.2572 | 0 | 0 | 1619.5908 | 0 | 0 | 0 | 16.725 | 544.316 | 28.0682 | 12.0297 | 52.6345 | 3.3811 | 16.0476 | 0 | 0 | 0 | 0 | 0.015259 | 0.0047449 | #N/A | #N/A
L3 | CAV.1620.L3 | CAV | _ | LCAV | 1.0377 | 19.375 | 0 | 1300 | 0 | 1591.9976 | 0 | 0 | 1620.3312 | 0 | 0 | 0 | 16.7444 | 475.9215 | 26.2434 | 12.0301 | 44.4933 | 3.0837 | 16.0518 | 0 | 0 | 0 | 0 | 0.01426 | 0.00436 | 0.032 | 0.032
L3 | CAV.1621.L3 | CAV | _ | LCAV | 1.0377 | 19.375 | 0 | 1300 | 0 | 1593.3812 | 0 | 0 | 1621.7148 | 0 | 0 | 0 | 16.7637 | 406.0749 | 24.2384 | 12.0306 | 36.4123 | 2.7569 | 16.0572 | 0 | 0 | 0 | 0 | 0.013164 | 0.003942 | 0.032 | 0.032
L3 | CAV.1623.L3 | CAV | _ | LCAV | 1.0377 | 19.375 | 0 | 1300 | 0 | 1594.7648 | 0 | 0 | 1623.0984 | 0 | 0 | 0 | 16.7831 | 341.7767 | 22.2333 | 12.0312 | 29.2355 | 2.4301 | 16.064 | 0 | 0 | 0 | 0 | 0.01207 | 0.0035302 | 0.032 | 0.032
L3 | CAV.1624.L3 | CAV | _ | LCAV | 1.0377 | 19.375 | 0 | 1300 | 0 | 1596.1484 | 0 | 0 | 1624.482 | 0 | 0 | 0 | 16.8025 | 283.027 | 20.2282 | 12.0319 | 22.9631 | 2.1033 | 16.0725 | 0 | 0 | 0 | 0 | 0.010977 | 0.0031268 | 0.032 | 0.032
L3 | CAV.1625.L3 | CAV | _ | LCAV | 1.0377 | 19.375 | 0 | 1300 | 0 | 1597.532 | 0 | 0 | 1625.8656 | 0 | 0 | 0 | 16.8219 | 229.8257 | 18.2231 | 12.0327 | 17.595 | 1.7765 | 16.0835 | 0 | 0 | 0 | 0 | 0.0098864 | 0.0027355 | 0.032 | 0.032
L3 | CAV.1627.L3 | CAV | _ | LCAV | 1.0377 | 19.375 | 0 | 1300 | 0 | 1598.9156 | 0 | 0 | 1627.2492 | 0 | 0 | 0 | 16.8412 | 182.1731 | 16.2179 | 12.0338 | 13.1312 | 1.4497 | 16.098 | 0 | 0 | 0 | 0 | 0.0087969 | 0.0023618 | 0.032 | 0.032
L3 | CAV.1628.L3 | CAV | _ | LCAV | 1.0377 | 19.375 | 0 | 1300 | 0 | 1600.2992 | 0 | 0 | 1628.6328 | 0 | 0 | 0 | 16.8606 | 140.0693 | 14.2127 | 12.0352 | 9.5718 | 1.1229 | 16.1177 | 0 | 0 | 0 | 0 | 0.0077092 | 0.0020153 | 0.032 | 0.032
L3 | CAV.1630.L3 | CAV | _ | LCAV | 1.0377 | 19.375 | 0 | 1300 | 0 | 1601.6828 | 0 | 0 | 1630.0164 | 0 | 0 | 0 | 16.88 | 103.5142 | 12.2075 | 12.037 | 6.9167 | 0.7961 | 16.1448 | 0 | 0 | 0 | 0 | 0.0066235 | 0.0017121 | 0.032 | 0.032
L3 | BPM.1630.L3 | BPM | _ | MONI | 0 | 0 | 0 | 0 | 0 | 1602.481 | 0 | 0 | 1630.8146 | 0 | 0 | 0 | 16.88 | 96.8081 | 11.8027 | 12.0375 | 6.4904 | 0.7301 | 16.1515 | 0 | 0 | 0 | 0 | 0.0064054 | 0.0016585 | 0.022 | 0.022
L3 | Q.1631.L3 | Q | Q.112.L3 | QUAD | 0.3 | -0.0831 | 0 | 0 | 0 | 1602.706 | 0 | 0 | 1631.0396 | 0 | 0 | 0 | 16.88 | 90.4324 | 3.8117 | 12.0381 | 5.8252 | 1.1289 | 16.1611 | 0 | 0 | 0 | 0 | 0.0061908 | 0.0015712 | 0.037 | 0.037
L3 | CY.1631.L3 | CY | _ | VKIC | 0 | 0 | 0 | 0 | 0 | 1602.856 | 0 | 0 | 1631.1896 | 0 | 0 | 0 | 16.88 | 90.4324 | 3.8117 | 12.0381 | 5.8252 | 1.1289 | 16.1611 | 0 | 0 | 0 | 0 | 0.0061908 | 0.0015712 | 0.037 | 0.037
L3 | ACCEND.1631.L3 | ACCEND | _ | MARK | 0 | 0 | 0 | 0 | 0 | 1603.2484 | 0 | 0 | 1631.582 | 0 | 0 | 0 | 16.88 | 87.4674 | 3.7443 | 12.0388 | 4.9993 | 0.9757 | 16.1727 | 0 | 0 | 0 | 0 | 0.0060885 | 0.0014556 | #N/A | #N/A
L3 | ACCSTART.1631.L3 | ACCSTART | _ | MARK | 0 | 0 | 0 | 0 | 0 | 1603.2484 | 0 | 0 | 1631.582 | 0 | 0 | 0 | 16.88 | 87.4674 | 3.7443 | 12.0388 | 4.9993 | 0.9757 | 16.1727 | 0 | 0 | 0 | 0 | 0.0060885 | 0.0014556 | #N/A | #N/A
L3 | CAV.1632.L3 | CAV | _ | LCAV | 1.0377 | 19.375 | 0 | 1300 | 0 | 1603.9888 | 0 | 0 | 1632.3224 | 0 | 0 | 0 | 16.8994 | 78.3092 | 3.5281 | 12.0412 | 3.1611 | 0.484 | 16.224 | 0 | 0 | 0 | 0 | 0.0057576 | 0.0011568 | 0.032 | 0.032
L3 | CAV.1633.L3 | CAV | _ | LCAV | 1.0377 | 19.375 | 0 | 1300 | 0 | 1605.3724 | 0 | 0 | 1633.706 | 0 | 0 | 0 | 16.9187 | 68.8749 | 3.2905 | 12.0442 | 2.5692 | -0.0562 | 16.3047 | 0 | 0 | 0 | 0 | 0.0053966 | 0.0010423 | 0.032 | 0.032
L3 | CAV.1635.L3 | CAV | _ | LCAV | 1.0377 | 19.375 | 0 | 1300 | 0 | 1606.756 | 0 | 0 | 1635.0896 | 0 | 0 | 0 | 16.9381 | 60.098 | 3.053 | 12.0476 | 3.4722 | -0.5965 | 16.3814 | 0 | 0 | 0 | 0 | 0.0050382 | 0.001211 | 0.032 | 0.032
L3 | CAV.1636.L3 | CAV | _ | LCAV | 1.0377 | 19.375 | 0 | 1300 | 0 | 1608.1396 | 0 | 0 | 1636.4732 | 0 | 0 | 0 | 16.9575 | 51.9786 | 2.8154 | 12.0516 | 5.8703 | -1.1367 | 16.4309 | 0 | 0 | 0 | 0 | 0.0046828 | 0.0015737 | 0.032 | 0.032
L3 | CAV.1637.L3 | CAV | _ | LCAV | 1.0377 | 19.375 | 0 | 1300 | 0 | 1609.5232 | 0 | 0 | 1637.8568 | 0 | 0 | 0 | 16.9769 | 44.5166 | 2.5778 | 12.0562 | 9.7632 | -1.677 | 16.4602 | 0 | 0 | 0 | 0 | 0.0043312 | 0.0020283 | 0.032 | 0.032
L3 | CAV.1639.L3 | CAV | _ | LCAV | 1.0377 | 19.375 | 0 | 1300 | 0 | 1610.9068 | 0 | 0 | 1639.2404 | 0 | 0 | 0 | 16.9962 | 37.7121 | 2.3402 | 12.0615 | 15.1512 | -2.2172 | 16.4783 | 0 | 0 | 0 | 0 | 0.0039842 | 0.0025254 | 0.032 | 0.032
L3 | CAV.1640.L3 | CAV | _ | LCAV | 1.0377 | 19.375 | 0 | 1300 | 0 | 1612.2904 | 0 | 0 | 1640.624 | 0 | 0 | 0 | 17.0156 | 31.5651 | 2.1026 | 12.0679 | 22.034 | -2.7574 | 16.4904 | 0 | 0 | 0 | 0 | 0.003643 | 0.0030437 | 0.032 | 0.032
L3 | CAV.1642.L3 | CAV | _ | LCAV | 1.0377 | 19.375 | 0 | 1300 | 0 | 1613.674 | 0 | 0 | 1642.0076 | 0 | 0 | 0 | 17.035 | 26.0756 | 1.865 | 12.0756 | 30.4118 | -3.2976 | 16.4989 | 0 | 0 | 0 | 0 | 0.0033092 | 0.0035738 | 0.032 | 0.032
L3 | BPM.1642.L3 | BPM | _ | MONI | 0 | 0 | 0 | 0 | 0 | 1614.4722 | 0 | 0 | 1642.8058 | 0 | 0 | 0 | 17.035 | 25.0473 | 1.817 | 12.0773 | 32.2844 | -3.4067 | 16.5003 | 0 | 0 | 0 | 0 | 0.0032433 | 0.0036821 | 0.022 | 0.022
L3 | Q.1643.L3 | Q | Q.113.L3 | QUAD | 0.3 | 0.0841 | 0 | 0 | 0 | 1614.6972 | 0 | 0 | 1643.0308 | 0 | 0 | 0 | 17.035 | 23.1068 | 3.712 | 12.0798 | 35.7639 | -6.5349 | 16.5021 | 0 | 0 | 0 | 0 | 0.0031151 | 0.0038755 | 0.037 | 0.037
L3 | CX.1643.L3 | CX | _ | HKIC | 0 | 0 | 0 | 0 | 0 | 1614.8472 | 0 | 0 | 1643.1808 | 0 | 0 | 0 | 17.035 | 23.1068 | 3.712 | 12.0798 | 35.7639 | -6.5349 | 16.5021 | 0 | 0 | 0 | 0 | 0.0031151 | 0.0038755 | 0.037 | 0.037
L3 | ACCEND.1643.L3 | ACCEND | _ | MARK | 0 | 0 | 0 | 0 | 0 | 1615.2396 | 0 | 0 | 1643.5732 | 0 | 0 | 0 | 17.035 | 20.2921 | 3.461 | 12.0827 | 41.0807 | -7.0144 | 16.5037 | 0 | 0 | 0 | 0 | 0.0029192 | 0.0041536 | #N/A | #N/A
L3 | ACCSTART.1643.L3 | ACCSTART | _ | MARK | 0 | 0 | 0 | 0 | 0 | 1615.2396 | 0 | 0 | 1643.5732 | 0 | 0 | 0 | 17.035 | 20.2921 | 3.461 | 12.0827 | 41.0807 | -7.0144 | 16.5037 | 0 | 0 | 0 | 0 | 0.0029192 | 0.0041536 | #N/A | #N/A
L3 | CAV.1644.L3 | CAV | _ | LCAV | 1.0377 | 19.375 | 0 | 1300 | 0 | 1615.98 | 0 | 0 | 1644.3136 | 0 | 0 | 0 | 17.0544 | 12.5895 | 2.6556 | 12.0952 | 60.6851 | -8.5533 | 16.5077 | 0 | 0 | 0 | 0 | 0.0022981 | 0.0050454 | 0.032 | 0.032
L3 | CAV.1645.L3 | CAV | _ | LCAV | 1.0377 | 19.375 | 0 | 1300 | 0 | 1617.3636 | 0 | 0 | 1645.6972 | 0 | 0 | 0 | 17.0737 | 6.4654 | 1.7706 | 12.1197 | 86.6931 | -10.2441 | 16.5108 | 0 | 0 | 0 | 0 | 0.0016459 | 0.006027 | 0.032 | 0.032
L3 | CAV.1647.L3 | CAV | _ | LCAV | 1.0377 | 19.375 | 0 | 1300 | 0 | 1618.7472 | 0 | 0 | 1647.0808 | 0 | 0 | 0 | 17.0931 | 2.79 | 0.8857 | 12.1726 | 117.3798 | -11.9348 | 16.513 | 0 | 0 | 0 | 0 | 0.0010806 | 0.0070091 | 0.032 | 0.032
L3 | CAV.1648.L3 | CAV | _ | LCAV | 1.0377 | 19.375 | 0 | 1300 | 0 | 1620.1308 | 0 | 0 | 1648.4644 | 0 | 0 | 0 | 17.1125 | 1.5635 | 0.0008 | 12.2878 | 152.7451 | -13.6255 | 16.5146 | 0 | 0 | 0 | 0 | 0.00080848 | 0.007991 | 0.032 | 0.032
L3 | CAV.1649.L3 | CAV | _ | LCAV | 1.0377 | 19.375 | 0 | 1300 | 0 | 1621.5144 | 0 | 0 | 1649.848 | 0 | 0 | 0 | 17.1319 | 2.7858 | -0.8842 | 12.4032 | 192.789 | -15.3163 | 16.5159 | 0 | 0 | 0 | 0 | 0.0010786 | 0.0089725 | 0.032 | 0.032
L3 | CAV.1651.L3 | CAV | _ | LCAV | 1.0377 | 19.375 | 0 | 1300 | 0 | 1622.898 | 0 | 0 | 1651.2316 | 0 | 0 | 0 | 17.1512 | 6.4568 | -1.7691 | 12.456 | 237.5114 | -17.0069 | 16.5169 | 0 | 0 | 0 | 0 | 0.0016411 | 0.0099534 | 0.032 | 0.032
L3 | CAV.1652.L3 | CAV | _ | LCAV | 1.0377 | 19.375 | 0 | 1300 | 0 | 1624.2816 | 0 | 0 | 1652.6152 | 0 | 0 | 0 | 17.1706 | 12.5767 | -2.654 | 12.4806 | 286.9122 | -18.6976 | 16.5178 | 0 | 0 | 0 | 0 | 0.0022891 | 0.010933 | 0.032 | 0.032
L3 | CAV.1654.L3 | CAV | _ | LCAV | 1.0377 | 19.375 | 0 | 1300 | 0 | 1625.6652 | 0 | 0 | 1653.9988 | 0 | 0 | 0 | 17.19 | 21.1453 | -3.539 | 12.4941 | 340.9914 | -20.3882 | 16.5185 | 0 | 0 | 0 | 0 | 0.0029665 | 0.011913 | 0.032 | 0.032
L3 | BPM.1654.L3 | BPM | _ | MONI | 0 | 0 | 0 | 0 | 0 | 1626.4634 | 0 | 0 | 1654.797 | 0 | 0 | 0 | 17.19 | 23.1721 | -3.7176 | 12.4961 | 352.4756 | -20.7295 | 16.5186 | 0 | 0 | 0 | 0 | 0.0031054 | 0.012112 | 0.022 | 0.022
L3 | Q.1655.L3 | Q | Q.114.L3 | QUAD | 0.3 | -0.0841 | 0 | 0 | 0 | 1626.6884 | 0 | 0 | 1655.022 | 0 | 0 | 0 | 17.19 | 26.6928 | -6.182 | 12.4985 | 359.0881 | 9.2653 | 16.5188 | 0 | 0 | 0 | 0 | 0.003333 | 0.012225 | 0.037 | 0.037
L3 | CY.1655.L3 | CY | _ | VKIC | 0 | 0 | 0 | 0 | 0 | 1626.8384 | 0 | 0 | 1655.172 | 0 | 0 | 0 | 17.19 | 26.6928 | -6.182 | 12.4985 | 359.0881 | 9.2653 | 16.5188 | 0 | 0 | 0 | 0 | 0.003333 | 0.012225 | 0.037 | 0.037
L3 | ACCEND.1655.L3 | ACCEND | _ | MARK | 0 | 0 | 0 | 0 | 0 | 1627.2308 | 0 | 0 | 1655.5644 | 0 | 0 | 0 | 17.19 | 31.7707 | -6.7586 | 12.5007 | 351.8539 | 9.1704 | 16.5189 | 0 | 0 | 0 | 0 | 0.0036362 | 0.012101 | #N/A | #N/A
L3 | ACCSTART.1655.L3 | ACCSTART | _ | MARK | 0 | 0 | 0 | 0 | 0 | 1627.2308 | 0 | 0 | 1655.5644 | 0 | 0 | 0 | 17.19 | 31.7707 | -6.7586 | 12.5007 | 351.8539 | 9.1704 | 16.5189 | 0 | 0 | 0 | 0 | 0.0036362 | 0.012101 | #N/A | #N/A
L3 | CAV.1656.L3 | CAV | _ | LCAV | 1.0377 | 19.375 | 0 | 1300 | 0 | 1627.9712 | 0 | 0 | 1656.3048 | 0 | 0 | 0 | 17.2094 | 51.1227 | -8.6087 | 12.5056 | 329.1407 | 8.8659 | 16.5195 | 0 | 0 | 0 | 0 | 0.00461 | 0.011697 | 0.032 | 0.032
L3 | CAV.1657.L3 | CAV | _ | LCAV | 1.0377 | 19.375 | 0 | 1300 | 0 | 1629.3548 | 0 | 0 | 1657.6884 | 0 | 0 | 0 | 17.2287 | 77.7574 | -10.6415 | 12.5091 | 305.0698 | 8.5314 | 16.5202 | 0 | 0 | 0 | 0 | 0.0056822 | 0.011255 | 0.032 | 0.032
L3 | CAV.1659.L3 | CAV | _ | LCAV | 1.0377 | 19.375 | 0 | 1300 | 0 | 1630.7384 | 0 | 0 | 1659.072 | 0 | 0 | 0 | 17.2481 | 110.0172 | -12.6743 | 12.5115 | 281.9246 | 8.1968 | 16.521 | 0 | 0 | 0 | 0 | 0.0067551 | 0.010814 | 0.032 | 0.032
L3 | CAV.1660.L3 | CAV | _ | LCAV | 1.0377 | 19.375 | 0 | 1300 | 0 | 1632.122 | 0 | 0 | 1660.4556 | 0 | 0 | 0 | 17.2675 | 147.902 | -14.707 | 12.5132 | 259.7052 | 7.8623 | 16.5218 | 0 | 0 | 0 | 0 | 0.0078279 | 0.010373 | 0.032 | 0.032
L3 | CAV.1661.L3 | CAV | _ | LCAV | 1.0377 | 19.375 | 0 | 1300 | 0 | 1633.5056 | 0 | 0 | 1661.8392 | 0 | 0 | 0 | 17.2869 | 191.4119 | -16.7398 | 12.5145 | 238.4117 | 7.5277 | 16.5227 | 0 | 0 | 0 | 0 | 0.0089002 | 0.009933 | 0.032 | 0.032
L3 | CAV.1663.L3 | CAV | _ | LCAV | 1.0377 | 19.375 | 0 | 1300 | 0 | 1634.8892 | 0 | 0 | 1663.2228 | 0 | 0 | 0 | 17.3062 | 240.5466 | -18.7725 | 12.5156 | 218.044 | 7.1931 | 16.5236 | 0 | 0 | 0 | 0 | 0.0099718 | 0.0094939 | 0.032 | 0.032
L3 | CAV.1664.L3 | CAV | _ | LCAV | 1.0377 | 19.375 | 0 | 1300 | 0 | 1636.2728 | 0 | 0 | 1664.6064 | 0 | 0 | 0 | 17.3256 | 295.3062 | -20.8051 | 12.5164 | 198.6022 | 6.8585 | 16.5247 | 0 | 0 | 0 | 0 | 0.011042 | 0.0090557 | 0.032 | 0.032
L3 | CAV.1666.L3 | CAV | _ | LCAV | 1.0377 | 19.375 | 0 | 1300 | 0 | 1637.6564 | 0 | 0 | 1665.99 | 0 | 0 | 0 | 17.345 | 355.6905 | -22.8378 | 12.5171 | 180.0864 | 6.5239 | 16.5259 | 0 | 0 | 0 | 0 | 0.012112 | 0.0086184 | 0.032 | 0.032
L3 | BPM.1666.L3 | BPM | _ | MONI | 0 | 0 | 0 | 0 | 0 | 1638.4546 | 0 | 0 | 1666.7882 | 0 | 0 | 0 | 17.345 | 368.5623 | -23.2481 | 12.5172 | 176.461 | 6.4563 | 16.5261 | 0 | 0 | 0 | 0 | 0.012329 | 0.0085312 | 0.022 | 0.022
L3 | Q.1667.L3 | Q | Q.115.L3 | QUAD | 0.3 | 0.0841 | 0 | 0 | 0 | 1638.6796 | 0 | 0 | 1667.0132 | 0 | 0 | 0 | 17.345 | 376.6609 | 8.1438 | 12.5174 | 176.0528 | -8.3167 | 16.5264 | 0 | 0 | 0 | 0 | 0.012464 | 0.0085214 | 0.037 | 0.037
L3 | CX.1667.L3 | CX | _ | HKIC | 0 | 0 | 0 | 0 | 0 | 1638.8296 | 0 | 0 | 1667.1632 | 0 | 0 | 0 | 17.345 | 376.6609 | 8.1438 | 12.5174 | 176.0528 | -8.3167 | 16.5264 | 0 | 0 | 0 | 0 | 0.012464 | 0.0085214 | 0.037 | 0.037
L3 | ACCEND.1667.L3 | ACCEND | _ | MARK | 0 | 0 | 0 | 0 | 0 | 1639.222 | 0 | 0 | 1667.5556 | 0 | 0 | 0 | 17.345 | 370.2971 | 8.0737 | 12.5175 | 182.6411 | -8.4731 | 16.5268 | 0 | 0 | 0 | 0 | 0.012358 | 0.0086793 | #N/A | #N/A
L3 | ACCSTART.1667.L3 | ACCSTART | _ | MARK | 0 | 0 | 0 | 0 | 0 | 1639.222 | 0 | 0 | 1667.5556 | 0 | 0 | 0 | 17.345 | 370.2971 | 8.0737 | 12.5175 | 182.6411 | -8.4731 | 16.5268 | 0 | 0 | 0 | 0 | 0.012358 | 0.0086793 | #N/A | #N/A
L3 | CAV.1668.L3 | CAV | _ | LCAV | 1.0377 | 19.375 | 0 | 1300 | 0 | 1639.9624 | 0 | 0 | 1668.296 | 0 | 0 | 0 | 17.3644 | 350.246 | 7.8487 | 12.5181 | 204.6134 | -8.9749 | 16.5278 | 0 | 0 | 0 | 0 | 0.012012 | 0.0091815 | 0.032 | 0.032
L3 | CAV.1669.L3 | CAV | _ | LCAV | 1.0377 | 19.375 | 0 | 1300 | 0 | 1641.346 | 0 | 0 | 1669.6796 | 0 | 0 | 0 | 17.3837 | 328.8691 | 7.6015 | 12.5187 | 230.2117 | -9.5263 | 16.5288 | 0 | 0 | 0 | 0 | 0.011634 | 0.0097335 | 0.032 | 0.032
L3 | CAV.1671.L3 | CAV | _ | LCAV | 1.0377 | 19.375 | 0 | 1300 | 0 | 1642.7296 | 0 | 0 | 1671.0632 | 0 | 0 | 0 | 17.4031 | 308.1762 | 7.3543 | 12.5194 | 257.3358 | -10.0777 | 16.5298 | 0 | 0 | 0 | 0 | 0.011255 | 0.010285 | 0.032 | 0.032
L3 | CAV.1672.L3 | CAV | _ | LCAV | 1.0377 | 19.375 | 0 | 1300 | 0 | 1644.1132 | 0 | 0 | 1672.4468 | 0 | 0 | 0 | 17.4225 | 288.1674 | 7.1071 | 12.5202 | 285.9855 | -10.629 | 16.5306 | 0 | 0 | 0 | 0 | 0.010878 | 0.010837 | 0.032 | 0.032
L3 | CAV.1673.L3 | CAV | _ | LCAV | 1.0377 | 19.375 | 0 | 1300 | 0 | 1645.4968 | 0 | 0 | 1673.8304 | 0 | 0 | 0 | 17.4419 | 268.8428 | 6.8598 | 12.521 | 316.1609 | -11.1803 | 16.5313 | 0 | 0 | 0 | 0 | 0.010501 | 0.011388 | 0.032 | 0.032
L3 | CAV.1675.L3 | CAV | _ | LCAV | 1.0377 | 19.375 | 0 | 1300 | 0 | 1646.8804 | 0 | 0 | 1675.214 | 0 | 0 | 0 | 17.4612 | 250.2024 | 6.6126 | 12.5218 | 347.8619 | -11.7316 | 16.532 | 0 | 0 | 0 | 0 | 0.010125 | 0.011938 | 0.032 | 0.032
L3 | CAV.1676.L3 | CAV | _ | LCAV | 1.0377 | 19.375 | 0 | 1300 | 0 | 1648.264 | 0 | 0 | 1676.5976 | 0 | 0 | 0 | 17.4806 | 232.2462 | 6.3653 | 12.5227 | 381.0884 | -12.2829 | 16.5326 | 0 | 0 | 0 | 0 | 0.0097492 | 0.012488 | 0.032 | 0.032
L3 | CAV.1677.L3 | CAV | _ | LCAV | 1.0377 | 19.375 | 0 | 1300 | 0 | 1649.6476 | 0 | 0 | 1677.9812 | 0 | 0 | 0 | 17.5 | 214.9742 | 6.118 | 12.5237 | 415.8404 | -12.8342 | 16.5331 | 0 | 0 | 0 | 0 | 0.0093745 | 0.013038 | 0.032 | 0.032
L3 | BPM.1678.L3 | BPM | _ | MONI | 0 | 0 | 0 | 0 | 0 | 1650.4458 | 0 | 0 | 1678.7794 | 0 | 0 | 0 | 17.5 | 211.5706 | 6.0681 | 12.5239 | 423.0406 | -12.9455 | 16.5332 | 0 | 0 | 0 | 0 | 0.0093 | 0.013151 | 0.022 | 0.022
L3 | Q.1679.L3 | Q | Q.116.L3 | QUAD | 0.3 | -0.0841 | 0 | 0 | 0 | 1650.6708 | 0 | 0 | 1679.0044 | 0 | 0 | 0 | 17.5 | 212.3433 | -11.708 | 12.5242 | 422.0426 | 22.6998 | 16.5334 | 0 | 0 | 0 | 0 | 0.009317 | 0.013135 | 0.037 | 0.037
L3 | CY.1679.L3 | CY | _ | VKIC | 0 | 0 | 0 | 0 | 0 | 1650.8208 | 0 | 0 | 1679.1544 | 0 | 0 | 0 | 17.5 | 212.3433 | -11.708 | 12.5242 | 422.0426 | 22.6998 | 16.5334 | 0 | 0 | 0 | 0 | 0.009317 | 0.013135 | 0.037 | 0.037
L3 | ACCEND.1679.L3 | ACCEND | _ | MARK | 0 | 0 | 0 | 0 | 0 | 1651.2132 | 0 | 0 | 1679.5468 | 0 | 0 | 0 | 17.5 | 221.6318 | -11.9632 | 12.5245 | 404.4162 | 22.2197 | 16.5335 | 0 | 0 | 0 | 0 | 0.0095186 | 0.012858 | #N/A | #N/A
L3 | CTB.1680.L3 | CTB | _ | CRYO | 2.738 | 0 | 0 | 0 | 0 | 1652.5822 | 0 | 0 | 1680.9158 | 0 | 0 | 0 | 17.5 | 292.017 | -13.7436 | 12.5262 | 291.9114 | 18.8704 | 16.5348 | 0 | 0 | 0 | 0 | 0.010926 | 0.010924 | #N/A | #N/A
L3 | END.1682.L3 | END | _ | MARK | 0 | 0 | 0 | 0 | 0 | 1653.9512 | 0 | 0 | 1682.2848 | 0 | 0 | 0 | 17.5 | 292.017 | -13.7436 | 12.5262 | 291.9114 | 18.8704 | 16.5348 | 0 | 0 | 0 | 0 | 0.010926 | 0.010924 | #N/A | #N/A
CL | START.1682.CL | START | _ | MARK | 0 | 0 | 0 | 0 | 0 | 1653.9512 | 0 | 0 | 1682.2848 | 0 | 0 | 0 | 17.5 | 292.017 | -13.7436 | 12.5262 | 291.9114 | 18.8704 | 16.5348 | 0 | 0 | 0 | 0 | 0.010926 | 0.010924 | #N/A | #N/A
CL | QF.1683.CL | QF | QF.1.CL | QUAD | 0.5 | 0.0313 | 0 | 0 | 0 | 1655.0708 | 0 | 0 | 1683.4044 | 0 | 0 | 0 | 17.5 | 325.8147 | -4.3992 | 12.5269 | 246.4165 | 9.5363 | 16.5356 | 0 | 0 | 0 | 0 | 0.011541 | 0.010037 | 0.022 | 0.022
CL | BPM.1683.CL | BPM | _ | MONI | 0 | 0 | 0 | 0 | 0 | 1655.4208 | 0 | 0 | 1683.7544 | 0 | 0 | 0 | 17.5 | 326.6952 | -4.4054 | 12.5269 | 244.5129 | 9.499 | 16.5357 | 0 | 0 | 0 | 0 | 0.011557 | 0.0099978 | 0.022 | 0.022
CL | CXF.1683.CL | CXF | _ | HKIC | 0.1 | 0 | 0 | 0 | 0 | 1655.5708 | 0 | 0 | 1683.9044 | 0 | 0 | 0 | 17.5 | 328.4598 | -4.4179 | 12.527 | 240.7283 | 9.4243 | 16.5358 | 0 | 0 | 0 | 0 | 0.011588 | 0.0099202 | 0.022 | 0.022
CL | QF.1685.CL | QF | QF.2.CL | QUAD | 0.5 | 0 | 0 | 0 | 0 | 1657.3708 | 0 | 0 | 1685.7044 | 0 | 0 | 0 | 17.5 | 346.3814 | -4.5429 | 12.528 | 204.5234 | 8.6781 | 16.5372 | 0 | 0 | 0 | 0 | 0.0119 | 0.0091438 | 0.022 | 0.022
CL | BPM.1686.CL | BPM | _ | MONI | 0 | 0 | 0 | 0 | 0 | 1657.7208 | 0 | 0 | 1686.0544 | 0 | 0 | 0 | 17.5 | 347.2906 | -4.5491 | 12.528 | 202.7915 | 8.6408 | 16.5373 | 0 | 0 | 0 | 0 | 0.011915 | 0.009105 | 0.022 | 0.022
CL | CYF.1686.CL | CYF | _ | VKIC | 0.1 | 0 | 0 | 0 | 0 | 1657.8708 | 0 | 0 | 1686.2044 | 0 | 0 | 0 | 17.5 | 349.1127 | -4.5616 | 12.5281 | 199.3501 | 8.5662 | 16.5375 | 0 | 0 | 0 | 0 | 0.011946 | 0.0090274 | 0.022 | 0.022
CL | QF.1692.CL | QF | QF.3.CL | QUAD | 0.5 | 0.1071 | 0 | 0 | 0 | 1663.9708 | 0 | 0 | 1692.3044 | 0 | 0 | 0 | 17.5 | 387.6429 | 37.305 | 12.5308 | 112.1282 | -5.5767 | 16.5443 | 0 | 0 | 0 | 0 | 0.012588 | 0.0067704 | 0.022 | 0.022
CL | BPM.1692.CL | BPM | _ | MONI | 0 | 0 | 0 | 0 | 0 | 1664.3208 | 0 | 0 | 1692.6544 | 0 | 0 | 0 | 17.5 | 380.2178 | 36.9457 | 12.5308 | 113.2464 | -5.6053 | 16.5445 | 0 | 0 | 0 | 0 | 0.012467 | 0.0068041 | 0.022 | 0.022
CL | CXF.1692.CL | CXF | _ | HKIC | 0.1 | 0 | 0 | 0 | 0 | 1664.4708 | 0 | 0 | 1692.8044 | 0 | 0 | 0 | 17.5 | 365.5833 | 36.2272 | 12.5309 | 115.5 | -5.6625 | 16.5448 | 0 | 0 | 0 | 0 | 0.012225 | 0.0068714 | 0.022 | 0.022
CL | QE.1696.CL | QE | QE.4.CL | QUAD | 1 | -0.206 | 0 | 0 | 0 | 1667.9208 | 0 | 0 | 1696.2544 | 0 | 0 | 0 | 17.5 | 171.4764 | -10.6429 | 12.5336 | 133.3084 | 22.7201 | 16.5493 | 0 | 0 | 0 | 0 | 0.0083725 | 0.0073822 | 0.022 | 0.022
CL | QE.1697.CL | QE | QE.4.CL | QUAD | 1 | -0.206 | 0 | 0 | 0 | 1668.9208 | 0 | 0 | 1697.2544 | 0 | 0 | 0 | 17.5 | 234.3441 | -56.4841 | 12.5344 | 71.8481 | 34.4603 | 16.5509 | 0 | 0 | 0 | 0 | 0.0097877 | 0.0054195 | 0.022 | 0.022
CL | QE.1698.CL | QE | QE.5.CL | QUAD | 1 | 0.3111 | 0 | 0 | 0 | 1670.4208 | 0 | 0 | 1698.7544 | 0 | 0 | 0 | 17.5 | 325.9919 | 34.8981 | 12.5352 | 10.2292 | 8.2844 | 16.5605 | 0 | 0 | 0 | 0 | 0.011544 | 0.0020449 | 0.022 | 0.022
CL | QE.1699.CL | QE | QE.5.CL | QUAD | 1 | 0.3111 | 0 | 0 | 0 | 1671.4208 | 0 | 0 | 1699.7544 | 0 | 0 | 0 | 17.5 | 181.8416 | 93.985 | 12.5358 | 1.073 | 1.8022 | 16.612 | 0 | 0 | 0 | 0 | 0.0086219 | 0.0006623 | 0.022 | 0.022
CL | BPM.1700.CL | BPM | _ | MONI | 0 | 0 | 0 | 0 | 0 | 1672.0208 | 0 | 0 | 1700.3544 | 0 | 0 | 0 | 17.5 | 163.5304 | 89.1269 | 12.5359 | 0.7522 | 1.4063 | 16.6297 | 0 | 0 | 0 | 0 | 0.0081763 | 0.00055453 | 0.022 | 0.022
CL | CYF.1700.CL | CYF | _ | VKIC | 0.1 | 0 | 0 | 0 | 0 | 1672.1708 | 0 | 0 | 1700.5044 | 0 | 0 | 0 | 17.5 | 129.823 | 79.4105 | 12.5361 | 0.348 | 0.6146 | 16.6936 | 0 | 0 | 0 | 0 | 0.007285 | 0.00037718 | 0.022 | 0.022
CL | QF.1702.CL | QF | QF.11.CL | QUAD | 0.5 | -0.1601 | 0 | 0 | 0 | 1674.0108 | 0 | 0 | 1702.3444 | 0 | 0 | 0 | 17.5 | 8.1218 | -20.335 | 13.0258 | 13.3894 | -5.3125 | 17.0103 | 0 | 0 | 0 | 0 | 0.0018221 | 0.0023396 | 0.022 | 0.022
CL | BPM.1702.CL | BPM | _ | MONI | 0 | 0 | 0 | 0 | 0 | 1674.3608 | 0 | 0 | 1702.6944 | 0 | 0 | 0 | 17.5 | 12.6992 | -25.4387 | 13.0274 | 14.4738 | -5.5308 | 17.0114 | 0 | 0 | 0 | 0 | 0.0022785 | 0.0024325 | 0.022 | 0.022
CL | CXF.1702.CL | CXF | _ | HKIC | 0.1 | 0 | 0 | 0 | 0 | 1674.5108 | 0 | 0 | 1702.8444 | 0 | 0 | 0 | 17.5 | 24.9161 | -35.6461 | 13.0292 | 16.7734 | -5.9673 | 17.0135 | 0 | 0 | 0 | 0 | 0.0031915 | 0.0026186 | 0.022 | 0.022
CL | SA.1703.CL | SA | SA.1.CL | SEXT | 0.25 | 5.5304 | 0 | 0 | 1.5708 | 1674.8858 | 0 | 0 | 1703.2194 | 0 | 0 | 0 | 17.5 | 67.3327 | -58.6128 | 13.0309 | 22.5859 | -6.9494 | 17.0172 | 0 | 0 | 0 | 0 | 0.0052465 | 0.0030386 | 0.022 | 0.022
CL | BC.1707.CL | BC | BC.1.CL | SBEN | 2.5 | 0.0063 | 0.00313 | 0.00313 | 1.5708 | 1678.7608 | 0 | -0.0039 | 1707.0944 | -0.0031304 | 0 | 0 | 17.5 | 1929.3455 | -313.7707 | 13.0331 | 146.6427 | -17.862 | 17.031 | 0 | 0 | 0.0078 | 0.0063 | 0.028084 | 0.0079766 | 0.022 | 0.022
CL | QF.1711.CL | QF | QF.12.CL | QUAD | 0.5 | 0.1601 | 0 | 0 | 0 | 1683.0111 | 0 | -0.0266 | 1711.3446 | -0.0062608 | 0 | 0 | 17.5 | 4168.9345 | 205.6229 | 13.0333 | 308.6157 | -73.0669 | 17.0335 | 0 | 0 | 0.0292 | 0.0106 | 0.041283 | 0.012108 | 0.022 | 0.022
CL | BPM.1711.CL | BPM | _ | MONI | 0 | 0 | 0 | 0 | 0 | 1683.3611 | 0 | -0.0288 | 1711.6946 | -0.0062608 | 0 | 0 | 17.5 | 4127.9114 | 204.6087 | 13.0333 | 323.4021 | -74.7972 | 17.0336 | 0 | 0 | 0.0303 | 0.0106 | 0.041079 | 0.012407 | 0.022 | 0.022
CL | CXF.1711.CL | CXF | _ | HKIC | 0.1 | 0 | 0 | 0 | 0 | 1683.5111 | 0 | -0.0297 | 1711.8446 | -0.0062608 | 0 | 0 | 17.5 | 4046.4735 | 202.5803 | 13.0333 | 354.013 | -78.2576 | 17.0337 | 0 | 0 | 0.0324 | 0.0106 | 0.040672 | 0.013002 | 0.022 | 0.022
CL | SA.1712.CL | SA | SA.2.CL | SEXT | 0.25 | -4.6591 | 0 | 0 | 1.5708 | 1683.8861 | 0 | -0.0321 | 1712.2196 | -0.0062608 | 0 | 0 | 17.5 | 3866.205 | 198.0164 | 13.0333 | 427.9486 | -86.0437 | 17.0339 | 0 | 0 | 0.0372 | 0.0106 | 0.039756 | 0.014343 | 0.022 | 0.022
CL | BJ.1717.CL | BJ | BJ.1.CL | SBEN | 0.5 | -0.0007 | -0.00037 | -0.00037 | 1.5708 | 1688.7611 | 0 | -0.0625 | 1717.0945 | -0.0058905 | 0 | 0 | 17.5 | 2139.593 | 147.3082 | 13.0336 | 1720.9443 | -172.5554 | 17.0348 | 0 | 0 | 0.0899 | 0.0098 | 0.029575 | 0.029221 | 0.022 | 0.022
CL | C.1718.CL | C | _ | ECOL | 0.5 | 0 | 0 | 0 | 0 | 1690.0109 | 0 | -0.0695 | 1718.3443 | -0.0055203 | 0 | 0 | 17.5 | 1787.2101 | 134.6316 | 13.0337 | 2179.3102 | -194.1808 | 17.0349 | 0 | 0 | 0.1022 | 0.0098 | 0.02703 | 0.032914 | #N/A | #N/A
CL | SA.1719.CL | SA | SA.3.CL | SEXT | 0.25 | 0.9087 | 0 | 0 | 1.5708 | 1691.1358 | 0 | -0.0757 | 1719.4692 | -0.0055203 | 0 | 0 | 17.5 | 1528.1262 | 124.4907 | 13.0338 | 2584.9115 | -211.4806 | 17.0349 | 0 | 0 | 0.112 | 0.0098 | 0.024994 | 0.035867 | 0.022 | 0.022
CL | QF.1720.CL | QF | QF.13.CL | QUAD | 0.5 | -0.1601 | 0 | 0 | 0 | 1692.0108 | 0 | -0.0805 | 1720.3442 | -0.0055203 | 0 | 0 | 17.5 | 1398.5045 | -103.679 | 13.0339 | 2795.1717 | 230.926 | 17.035 | 0 | 0 | 0.1171 | -0.009 | 0.02391 | 0.037316 | 0.022 | 0.022
CL | SA.1721.CL | SA | SA.3.CL | SEXT | 0.25 | 0.9087 | 0 | 0 | 1.5708 | 1692.8858 | 0 | -0.0854 | 1721.2192 | -0.0055203 | 0 | 0 | 17.5 | 1558.347 | -109.4443 | 13.034 | 2459.5144 | 216.6171 | 17.0351 | 0 | 0 | 0.1103 | -0.009 | 0.02524 | 0.035018 | 0.022 | 0.022
CL | BJ.1723.CL | BJ | BJ.1.CL | SBEN | 0.5 | -0.0007 | -0.00037 | -0.00037 | 1.5708 | 1695.2605 | 0 | -0.0984 | 1723.5938 | -0.0051501 | 0 | 0 | 17.5 | 2153.5348 | -128.6572 | 13.0342 | 1495.77 | 168.9264 | 17.0353 | 0 | 0 | 0.0876 | -0.0098 | 0.029671 | 0.027356 | 0.022 | 0.022
CL | SA.1728.CL | SA | SA.2.CL | SEXT | 0.25 | -4.6591 | 0 | 0 | 1.5708 | 1700.1355 | 0 | -0.1218 | 1728.4688 | -0.0047799 | 0 | 0 | 17.5 | 3549.2104 | -165.1692 | 13.0345 | 321.4291 | 78.3033 | 17.0363 | 0 | 0 | 0.0412 | -0.0098 | 0.038091 | 0.012699 | 0.022 | 0.022
CL | CYF.1728.CL | CYF | _ | VKIC | 0.1 | 0 | 0 | 0 | 0 | 1700.5105 | 0 | -0.1236 | 1728.8438 | -0.0047799 | 0 | 0 | 17.5 | 3649.0037 | -167.4753 | 13.0345 | 276.1642 | 72.5797 | 17.0365 | 0 | 0 | 0.0383 | -0.0098 | 0.038623 | 0.011774 | 0.022 | 0.022
CL | BPM.1728.CL | BPM | _ | MONI | 0 | 0 | 0 | 0 | 0 | 1700.6605 | 0 | -0.1243 | 1728.9938 | -0.0047799 | 0 | 0 | 17.5 | 3682.5756 | -168.2439 | 13.0345 | 261.839 | 70.6718 | 17.0366 | 0 | 0 | 0.0373 | -0.0098 | 0.0388 | 0.011465 | 0.022 | 0.022
CL | QF.1729.CL | QF | QF.12.CL | QUAD | 0.5 | 0.1601 | 0 | 0 | 0 | 1701.0105 | 0 | -0.126 | 1729.3438 | -0.0047799 | 0 | 0 | 17.5 | 3588.6263 | 417.5113 | 13.0345 | 200.6828 | 28.168 | 17.037 | 0 | 0 | 0.0328 | -0.0043 | 0.038302 | 0.010042 | 0.022 | 0.022
CL | BC.1733.CL | BC | BC.1.CL | SBEN | 2.5 | 0.0063 | 0.00313 | 0.00313 | 1.5708 | 1705.2608 | 0 | -0.1502 | 1733.594 | -0.0079103 | 0 | 0 | 17.5 | 543.4648 | 162.4853 | 13.0351 | 14.0254 | 7.3839 | 17.0528 | 0 | 0 | 0.0182 | 0.002 | 0.014905 | 0.0029405 | 0.022 | 0.022
CL | SA.1737.CL | SA | SA.1.CL | SEXT | 0.25 | 5.5304 | 0 | 0 | 1.5708 | 1709.1358 | 0 | -0.1891 | 1737.4688 | -0.011041 | 0 | 0 | 17.5 | 17.1952 | 28.8855 | 13.0396 | 3.3514 | -3.5024 | 17.4871 | 0 | 0 | 0.0237 | 0.002 | 0.0026513 | 0.0018815 | 0.022 | 0.022
CL | CXF.1737.CL | CXF | _ | HKIC | 0.1 | 0 | 0 | 0 | 0 | 1709.5108 | 0 | -0.1932 | 1737.8438 | -0.011041 | 0 | 0 | 17.5 | 4.2362 | 14.311 | 13.0452 | 5.8091 | -4.69 | 17.4979 | 0 | 0 | 0.0243 | 0.002 | 0.001316 | 0.00227 | 0.022 | 0.022
CL | BPM.1737.CL | BPM | _ | MONI | 0 | 0 | 0 | 0 | 0 | 1709.6608 | 0 | -0.1949 | 1737.9937 | -0.011041 | 0 | 0 | 17.5 | 1.8599 | 9.4528 | 13.0509 | 6.7867 | -5.0859 | 17.5004 | 0 | 0 | 0.0245 | 0.002 | 0.00087197 | 0.0024007 | 0.022 | 0.022
CL | QF.1738.CL | QF | QF.11.CL | QUAD | 0.5 | -0.1601 | 0 | 0 | 0 | 1710.0108 | 0 | -0.1987 | 1738.3437 | -0.011041 | 0 | 0 | 17.5 | 8.1218 | -20.335 | 13.5258 | 13.3894 | -5.3125 | 17.5103 | 0 | 0 | 0.0247 | -0.002 | 0.0018221 | 0.0030806 | 0.022 | 0.022
CL | BPM.1738.CL | BPM | _ | MONI | 0 | 0 | 0 | 0 | 0 | 1710.3608 | 0 | -0.2026 | 1738.6937 | -0.011041 | 0 | 0 | 17.5 | 12.6992 | -25.4387 | 13.5274 | 14.4738 | -5.5308 | 17.5114 | 0 | 0 | 0.0245 | -0.002 | 0.0022785 | 0.0031675 | 0.022 | 0.022
CL | CXF.1738.CL | CXF | _ | HKIC | 0.1 | 0 | 0 | 0 | 0 | 1710.5108 | 0 | -0.2043 | 1738.8437 | -0.011041 | 0 | 0 | 17.5 | 24.9161 | -35.6461 | 13.5292 | 16.7734 | -5.9673 | 17.5135 | 0 | 0 | 0.0241 | -0.002 | 0.0031915 | 0.0033416 | 0.022 | 0.022
CL | SA.1739.CL | SA | SA.1.CL | SEXT | 0.25 | 5.5304 | 0 | 0 | 1.5708 | 1710.8858 | 0 | -0.2084 | 1739.2187 | -0.011041 | 0 | 0 | 17.5 | 67.3327 | -58.6128 | 13.5309 | 22.5859 | -6.9494 | 17.5172 | 0 | 0 | 0.0232 | -0.002 | 0.0052465 | 0.0037346 | 0.022 | 0.022
CL | BC.1743.CL | BC | BC.1.CL | SBEN | 2.5 | 0.0063 | 0.00313 | 0.00313 | 1.5708 | 1714.7608 | 0 | -0.2551 | 1743.0934 | -0.014171 | 0 | 0 | 17.5 | 1929.3455 | -313.7707 | 13.5331 | 146.6427 | -17.862 | 17.531 | 0 | 0 | 0.0211 | 0.0043 | 0.028084 | 0.0083756 | 0.022 | 0.022
CL | QF.1747.CL | QF | QF.12.CL | QUAD | 0.5 | 0.1601 | 0 | 0 | 0 | 1719.0111 | 0 | -0.3247 | 1747.3431 | -0.017301 | 0 | 0 | 17.5 | 4168.9345 | 205.6229 | 13.5333 | 308.6157 | -73.0669 | 17.5335 | 0 | 0 | 0.0363 | 0.0098 | 0.041283 | 0.012321 | 0.022 | 0.022
CL | BPM.1747.CL | BPM | _ | MONI | 0 | 0 | 0 | 0 | 0 | 1719.3611 | 0 | -0.3308 | 1747.6931 | -0.017301 | 0 | 0 | 17.5 | 4127.9113 | 204.6087 | 13.5333 | 323.4021 | -74.7972 | 17.5336 | 0 | 0 | 0.0373 | 0.0098 | 0.041079 | 0.012617 | 0.022 | 0.022
CL | CXF.1747.CL | CXF | _ | HKIC | 0.1 | 0 | 0 | 0 | 0 | 1719.5111 | 0 | -0.3334 | 1747.843 | -0.017301 | 0 | 0 | 17.5 | 4046.4735 | 202.5803 | 13.5333 | 354.013 | -78.2576 | 17.5337 | 0 | 0 | 0.0392 | 0.0098 | 0.040672 | 0.013206 | 0.022 | 0.022
CL | SA.1748.CL | SA | SA.2.CL | SEXT | 0.25 | -4.6591 | 0 | 0 | 1.5708 | 1719.8861 | 0 | -0.3398 | 1748.218 | -0.017301 | 0 | 0 | 17.5 | 3866.205 | 198.0164 | 13.5333 | 427.9486 | -86.0437 | 17.5339 | 0 | 0 | 0.0436 | 0.0098 | 0.039756 | 0.014535 | 0.022 | 0.022
CL | BJ.1753.CL | BJ | BJ.1.CL | SBEN | 0.5 | -0.0007 | -0.00037 | -0.00037 | 1.5708 | 1724.7611 | 0 | -0.4241 | 1753.0922 | -0.016931 | 0 | 0 | 17.5 | 2139.5929 | 147.3082 | 13.5336 | 1720.9443 | -172.5554 | 17.5348 | 0 | 0 | 0.0923 | 0.009 | 0.029575 | 0.029293 | 0.022 | 0.022
CL | C.1754.CL | C | _ | ECOL | 0.5 | 0 | 0 | 0 | 0 | 1726.0109 | 0 | -0.4449 | 1754.3419 | -0.016561 | 0 | 0 | 17.5 | 1787.2101 | 134.6316 | 13.5337 | 2179.3102 | -194.1808 | 17.5349 | 0 | 0 | 0.1036 | 0.009 | 0.02703 | 0.032956 | #N/A | #N/A
CL | SA.1755.CL | SA | SA.3.CL | SEXT | 0.25 | 0.9087 | 0 | 0 | 1.5708 | 1727.1358 | 0 | -0.4635 | 1755.4666 | -0.016561 | 0 | 0 | 17.5 | 1528.1262 | 124.4907 | 13.5338 | 2584.9115 | -211.4806 | 17.5349 | 0 | 0 | 0.1126 | 0.009 | 0.024994 | 0.035885 | 0.022 | 0.022
CL | QF.1756.CL | QF | QF.13.CL | QUAD | 0.5 | -0.1601 | 0 | 0 | 0 | 1728.0108 | 0 | -0.478 | 1756.3415 | -0.016561 | 0 | 0 | 17.5 | 1398.5045 | -103.679 | 13.5339 | 2795.1717 | 230.926 | 17.535 | 0 | 0 | 0.1169 | -0.0098 | 0.02391 | 0.03731 | 0.022 | 0.022
CL | SA.1757.CL | SA | SA.3.CL | SEXT | 0.25 | 0.9087 | 0 | 0 | 1.5708 | 1728.8858 | 0 | -0.4925 | 1757.2164 | -0.016561 | 0 | 0 | 17.5 | 1558.347 | -109.4443 | 13.534 | 2459.5144 | 216.6171 | 17.5351 | 0 | 0 | 0.1095 | -0.0098 | 0.02524 | 0.034994 | 0.022 | 0.022
CL | BJ.1759.CL | BJ | BJ.1.CL | SBEN | 0.5 | -0.0007 | -0.00037 | -0.00037 | 1.5708 | 1731.2605 | 0 | -0.5317 | 1759.5908 | -0.016191 | 0 | 0 | 17.5 | 2153.5348 | -128.6572 | 13.5342 | 1495.77 | 168.9264 | 17.5353 | 0 | 0 | 0.0848 | -0.0106 | 0.029671 | 0.027272 | 0.022 | 0.022
CL | SA.1764.CL | SA | SA.2.CL | SEXT | 0.25 | -4.6591 | 0 | 0 | 1.5708 | 1736.1355 | 0 | -0.6089 | 1764.4652 | -0.015821 | 0 | 0 | 17.5 | 3549.2104 | -165.1692 | 13.5345 | 321.429 | 78.3033 | 17.5363 | 0 | 0 | 0.0345 | -0.0106 | 0.038091 | 0.012498 | 0.022 | 0.022
CL | CYF.1764.CL | CYF | _ | VKIC | 0.1 | 0 | 0 | 0 | 0 | 1736.5105 | 0 | -0.6149 | 1764.8401 | -0.015821 | 0 | 0 | 17.5 | 3649.0038 | -167.4753 | 13.5345 | 276.1642 | 72.5797 | 17.5365 | 0 | 0 | 0.0313 | -0.0106 | 0.038623 | 0.011564 | 0.022 | 0.022
CL | BPM.1764.CL | BPM | _ | MONI | 0 | 0 | 0 | 0 | 0 | 1736.6605 | 0 | -0.6172 | 1764.9901 | -0.015821 | 0 | 0 | 17.5 | 3682.5757 | -168.2439 | 13.5345 | 261.839 | 70.6718 | 17.5366 | 0 | 0 | 0.0303 | -0.0106 | 0.0388 | 0.011255 | 0.022 | 0.022
CL | QF.1765.CL | QF | QF.12.CL | QUAD | 0.5 | 0.1601 | 0 | 0 | 0 | 1737.0105 | 0 | -0.6228 | 1765.34 | -0.015821 | 0 | 0 | 17.5 | 3588.6264 | 417.5113 | 13.5345 | 200.6828 | 28.168 | 17.537 | 0 | 0 | 0.025 | -0.0063 | 0.038302 | 0.0098075 | 0.022 | 0.022
CL | BC.1769.CL | BC | BC.1.CL | SBEN | 2.5 | 0.0063 | 0.00313 | 0.00313 | 1.5708 | 1741.2608 | 0 | -0.6939 | 1769.5897 | -0.018951 | 0 | 0 | 17.5 | 543.4648 | 162.4853 | 13.5351 | 14.0254 | 7.3839 | 17.5528 | 0 | 0 | 0 | 0 | 0.014905 | 0.0023945 | 0.022 | 0.022
CL | SA.1773.CL | SA | SA.1.CL | SEXT | 0.25 | 5.5304 | 0 | 0 | 1.5708 | 1745.1358 | 0 | -0.7756 | 1773.4639 | -0.022081 | 0 | 0 | 17.5 | 17.1952 | 28.8855 | 13.5396 | 3.3514 | -3.5024 | 17.9871 | 0 | 0 | 0 | 0 | 0.0026513 | 0.0011705 | 0.022 | 0.022
CL | CXF.1773.CL | CXF | _ | HKIC | 0.1 | 0 | 0 | 0 | 0 | 1745.5108 | 0 | -0.7839 | 1773.8388 | -0.022081 | 0 | 0 | 17.5 | 4.2362 | 14.311 | 13.5452 | 5.8091 | -4.69 | 17.9979 | 0 | 0 | 0 | 0 | 0.001316 | 0.001541 | 0.022 | 0.022
CL | BPM.1773.CL | BPM | _ | MONI | 0 | 0 | 0 | 0 | 0 | 1745.6608 | 0 | -0.7872 | 1773.9887 | -0.022081 | 0 | 0 | 17.5 | 1.8599 | 9.4528 | 13.5509 | 6.7867 | -5.0859 | 18.0004 | 0 | 0 | 0 | 0 | 0.00087197 | 0.0016657 | 0.022 | 0.022
CL | QF.1774.CL | QF | QF.11.CL | QUAD | 0.5 | -0.1601 | 0 | 0 | 0 | 1746.0108 | 0 | -0.7949 | 1774.3387 | -0.022081 | 0 | 0 | 17.5 | 8.1218 | -20.335 | 14.0258 | 13.3895 | -5.3125 | 18.0103 | 0 | 0 | 0 | 0 | 0.0018221 | 0.0023396 | 0.022 | 0.022
CL | BPM.1774.CL | BPM | _ | MONI | 0 | 0 | 0 | 0 | 0 | 1746.3608 | 0 | -0.8026 | 1774.6886 | -0.022081 | 0 | 0 | 17.5 | 12.6992 | -25.4387 | 14.0274 | 14.4738 | -5.5308 | 18.0114 | 0 | 0 | 0 | 0 | 0.0022785 | 0.0024325 | 0.022 | 0.022
CL | CXF.1774.CL | CXF | _ | HKIC | 0.1 | 0 | 0 | 0 | 0 | 1746.5108 | 0 | -0.8059 | 1774.8385 | -0.022081 | 0 | 0 | 17.5 | 24.9161 | -35.6461 | 14.0292 | 16.7734 | -5.9673 | 18.0135 | 0 | 0 | 0 | 0 | 0.0031915 | 0.0026186 | 0.022 | 0.022
CL | QE.1776.CL | QE | QE.14.CL | QUAD | 1 | 0.3287 | 0 | 0 | 0 | 1748.4558 | 0 | -0.8489 | 1776.7831 | -0.022081 | 0 | 0 | 17.5 | 373.4097 | -26.1044 | 14.0327 | 76.1409 | -33.5849 | 18.0255 | 0 | 0 | 0 | 0 | 0.012355 | 0.0055791 | 0.022 | 0.022
CL | QE.1777.CL | QE | QE.14.CL | QUAD | 1 | 0.3287 | 0 | 0 | 0 | 1749.4558 | 0 | -0.871 | 1777.7828 | -0.022081 | 0 | 0 | 17.5 | 306.684 | 85.3544 | 14.0331 | 203.4417 | -107.3664 | 18.0268 | 0 | 0 | 0 | 0 | 0.011197 | 0.0091196 | 0.022 | 0.022
CL | QE.1779.CL | QE | QE.15.CL | QUAD | 1 | -0.2473 | 0 | 0 | 0 | 1751.0558 | 0 | -0.9063 | 1779.3824 | -0.022081 | 0 | 0 | 17.5 | 128.8749 | 19.645 | 14.0345 | 562.9482 | -51.2752 | 18.0275 | 0 | 0 | 0 | 0 | 0.0072584 | 0.01517 | 0.022 | 0.022
CL | QE.1780.CL | QE | QE.15.CL | QUAD | 1 | -0.2473 | 0 | 0 | 0 | 1752.0558 | 0 | -0.9284 | 1780.3822 | -0.022081 | 0 | 0 | 17.5 | 120.6215 | -10.7223 | 14.0358 | 525.6038 | 85.4894 | 18.0278 | 0 | 0 | 0 | 0 | 0.0070221 | 0.014658 | 0.022 | 0.022
CL | BPM.1780.CL | BPM | _ | MONI | 0 | 0 | 0 | 0 | 0 | 1752.6558 | 0 | -0.9416 | 1780.982 | -0.022081 | 0 | 0 | 17.5 | 122.7756 | -10.8184 | 14.0359 | 508.6449 | 84.0987 | 18.0278 | 0 | 0 | 0 | 0 | 0.0070845 | 0.01442 | 0.022 | 0.022
CL | CYF.1781.CL | CYF | _ | VKIC | 0.1 | 0 | 0 | 0 | 0 | 1752.8058 | 0 | -0.9449 | 1781.132 | -0.022081 | 0 | 0 | 17.5 | 127.1414 | -11.0107 | 14.0362 | 475.5617 | 81.3174 | 18.0279 | 0 | 0 | 0 | 0 | 0.0072094 | 0.013943 | 0.022 | 0.022
CL | QF.1783.CL | QF | QF.4.CL | QUAD | 0.5 | 0.1734 | 0 | 0 | 0 | 1755.0108 | 0 | -0.9936 | 1783.3365 | -0.022081 | 0 | 0 | 17.5 | 170.3943 | 17.0884 | 14.0387 | 181.0301 | 17.557 | 18.0292 | 0 | 0 | 0 | 0 | 0.0083461 | 0.0086026 | 0.022 | 0.022
CL | BPM.1783.CL | BPM | _ | MONI | 0 | 0 | 0 | 0 | 0 | 1755.3608 | 0 | -1.0013 | 1783.6864 | -0.022081 | 0 | 0 | 17.5 | 166.9938 | 16.9165 | 14.0388 | 177.5358 | 17.3862 | 18.0293 | 0 | 0 | 0 | 0 | 0.0082624 | 0.0085192 | 0.022 | 0.022
CL | CXF.1783.CL | CXF | _ | HKIC | 0.1 | 0 | 0 | 0 | 0 | 1755.5108 | 0 | -1.0047 | 1783.8363 | -0.022081 | 0 | 0 | 17.5 | 160.296 | 16.5725 | 14.039 | 170.6497 | 17.0445 | 18.0295 | 0 | 0 | 0 | 0 | 0.008095 | 0.0083523 | 0.022 | 0.022
CL | QF.1785.CL | QF | QF.5.CL | QUAD | 0.5 | 0 | 0 | 0 | 0 | 1757.5108 | 0 | -1.0488 | 1785.8359 | -0.022081 | 0 | 0 | 17.5 | 95.6998 | 12.7894 | 14.0418 | 103.9218 | 13.2863 | 18.0321 | 0 | 0 | 0 | 0 | 0.0062548 | 0.0065179 | 0.022 | 0.022
CL | QF.1792.CL | QF | QF.6.CL | QUAD | 0.5 | -0.0948 | 0 | 0 | 0 | 1764.0108 | 0 | -1.1923 | 1792.3343 | -0.022081 | 0 | 0 | 17.5 | 2.2193 | 1.418 | 14.1172 | 3.1832 | 2.4754 | 18.0889 | 0 | 0 | 0 | 0 | 0.0009525 | 0.0011407 | 0.022 | 0.022
CL | QF.1798.CL | QF | QF.5.CL | QUAD | 0.5 | 0 | 0 | 0 | 0 | 1770.5108 | 0 | -1.3358 | 1798.8327 | -0.022081 | 0 | 0 | 17.5 | 41.1032 | -7.4002 | 14.4981 | 65.6081 | -12.0792 | 18.5147 | 0 | 0 | 0 | 0 | 0.0040991 | 0.0051789 | 0.022 | 0.022
CL | CXF.1800.CL | CXF | _ | HKIC | 0.1 | 0 | 0 | 0 | 0 | 1772.5108 | 0 | -1.38 | 1800.8322 | -0.022081 | 0 | 0 | 17.5 | 72.1393 | -9.8421 | 14.5033 | 116.3484 | -16.1098 | 18.518 | 0 | 0 | 0 | 0 | 0.0054305 | 0.0068966 | 0.022 | 0.022
CL | BPM.1800.CL | BPM | _ | MONI | 0 | 0 | 0 | 0 | 0 | 1772.6608 | 0 | -1.3833 | 1800.9822 | -0.022081 | 0 | 0 | 17.5 | 74.1213 | -9.9778 | 14.5035 | 119.5927 | -16.3337 | 18.5181 | 0 | 0 | 0 | 0 | 0.0055046 | 0.0069921 | 0.022 | 0.022
CL | QF.1801.CL | QF | QF.4.CL | QUAD | 0.5 | 0.1734 | 0 | 0 | 0 | 1773.0108 | 0 | -1.391 | 1801.3321 | -0.022081 | 0 | 0 | 17.5 | 79.588 | 3.3992 | 14.5047 | 151.9526 | -43.2544 | 18.5188 | 0 | 0 | 0 | 0 | 0.005704 | 0.0078815 | 0.022 | 0.022
CL | CYF.1803.CL | CYF | _ | VKIC | 0.1 | 0 | 0 | 0 | 0 | 1775.2158 | 0 | -1.4397 | 1803.5365 | -0.022081 | 0 | 0 | 17.5 | 66.5914 | 3.0829 | 14.5091 | 374.9263 | -67.9544 | 18.5202 | 0 | 0 | 0 | 0 | 0.0052175 | 0.01238 | 0.022 | 0.022
CL | BPM.1803.CL | BPM | _ | MONI | 0 | 0 | 0 | 0 | 0 | 1775.3658 | 0 | -1.443 | 1803.6865 | -0.022081 | 0 | 0 | 17.5 | 65.9764 | 3.0671 | 14.5094 | 388.6403 | -69.1864 | 18.5202 | 0 | 0 | 0 | 0 | 0.0051934 | 0.012605 | 0.022 | 0.022
CL | QE.1804.CL | QE | QE.15.CL | QUAD | 1 | -0.2473 | 0 | 0 | 0 | 1775.9658 | 0 | -1.4563 | 1804.2864 | -0.022081 | 0 | 0 | 17.5 | 75.9166 | -14.4592 | 14.512 | 441.0618 | 35.1811 | 18.5206 | 0 | 0 | 0 | 0 | 0.0055709 | 0.013428 | 0.022 | 0.022
CL | QE.1805.CL | QE | QE.15.CL | QUAD | 1 | -0.2473 | 0 | 0 | 0 | 1776.9658 | 0 | -1.4784 | 1805.2861 | -0.022081 | 0 | 0 | 17.5 | 133.2188 | -47.4902 | 14.5136 | 283.955 | 108.7571 | 18.521 | 0 | 0 | 0 | 0 | 0.0073797 | 0.010774 | 0.022 | 0.022
CL | QE.1806.CL | QE | QE.14.CL | QUAD | 1 | 0.3287 | 0 | 0 | 0 | 1778.5658 | 0 | -1.5137 | 1806.8857 | -0.022081 | 0 | 0 | 17.5 | 245.3607 | 14.0922 | 14.5149 | 69.85 | 25.4036 | 18.523 | 0 | 0 | 0 | 0 | 0.010015 | 0.0053437 | 0.022 | 0.022
CL | QE.1807.CL | QE | QE.14.CL | QUAD | 1 | 0.3287 | 0 | 0 | 0 | 1779.5658 | 0 | -1.5358 | 1807.8855 | -0.022081 | 0 | 0 | 17.5 | 151.5 | 69.2527 | 14.5157 | 43.0535 | 4.2663 | 18.5261 | 0 | 0 | 0 | 0 | 0.0078698 | 0.0041953 | 0.022 | 0.022
CL | CXF.1809.CL | CXF | _ | HKIC | 0.1 | 0 | 0 | 0 | 0 | 1781.5108 | 0 | -1.5787 | 1809.83 | -0.022081 | 0 | 0 | 17.5 | 15.2019 | 21.9166 | 14.5206 | 31.294 | 3.5996 | 18.5326 | 0 | 0 | 0 | 0 | 0.0024929 | 0.0035767 | 0.022 | 0.022
CL | BPM.1809.CL | BPM | _ | MONI | 0 | 0 | 0 | 0 | 0 | 1781.6608 | 0 | -1.582 | 1809.98 | -0.022081 | 0 | 0 | 17.5 | 11.1352 | 18.7503 | 14.5219 | 30.5785 | 3.555 | 18.5331 | 0 | 0 | 0 | 0 | 0.0021336 | 0.0035356 | 0.022 | 0.022
CL | QF.1810.CL | QF | QF.21.CL | QUAD | 0.5 | -0.1601 | 0 | 0 | 0 | 1782.0108 | 0 | -1.5898 | 1810.3299 | -0.022081 | 0 | 0 | 17.5 | 0.0351 | 0.1564 | 14.7378 | 24.326 | 7.2839 | 18.5365 | 0 | 0 | 0 | 0 | 0.00011979 | 0.0031535 | 0.022 | 0.022
CL | BPM.1810.CL | BPM | _ | MONI | 0 | 0 | 0 | 0 | 0 | 1782.3608 | 0 | -1.5975 | 1810.6798 | -0.022081 | 0 | 0 | 17.5 | 0.2959 | -2.7643 | 14.9573 | 22.8915 | 7.0617 | 18.5372 | 0 | 0 | 0 | 0 | 0.0003478 | 0.0030591 | 0.022 | 0.022
CL | CYF.1810.CL | CYF | _ | VKIC | 0.1 | 0 | 0 | 0 | 0 | 1782.5108 | 0 | -1.6008 | 1810.8298 | -0.022081 | 0 | 0 | 17.5 | 2.5699 | -8.6059 | 14.9941 | 20.1557 | 6.6173 | 18.5387 | 0 | 0 | 0 | 0 | 0.001025 | 0.0028705 | 0.022 | 0.022
CL | SA.1811.CL | SA | SA.1.CL | SEXT | 0.25 | -5.5304 | 0 | 0 | 1.5708 | 1782.8858 | 0 | -1.6091 | 1811.2047 | -0.022081 | 0 | 0 | 17.5 | 16.2298 | -21.7493 | 15.0052 | 14.6501 | 5.6173 | 18.5428 | 0 | 0 | 0 | 0 | 0.0025758 | 0.0024472 | 0.022 | 0.022
CL | BC.1815.CL | BC | BC.2.CL | SBEN | 2.5 | -0.0062 | -0.003079 | -0.003079 | 1.5708 | 1786.7608 | 0 | -1.6908 | 1815.0788 | -0.019003 | 0 | 0 | 17.5 | 963.8956 | -167.7746 | 15.0116 | 14.0299 | -5.4933 | 18.9861 | 0 | 0 | -0.0077 | -0.0062 | 0.01985 | 0.0026259 | 0.022 | 0.022
CL | QF.1819.CL | QF | QF.22.CL | QUAD | 0.5 | 0.1601 | 0 | 0 | 0 | 1791.0111 | 0 | -1.7623 | 1819.3285 | -0.015924 | 0 | 0 | 17.5 | 2185.5318 | 96.5109 | 15.0119 | 78.8793 | -24.9911 | 19.0023 | 0 | 0 | -0.0287 | -0.0104 | 0.029891 | 0.0065395 | 0.022 | 0.022
CL | BPM.1819.CL | BPM | _ | MONI | 0 | 0 | 0 | 0 | 0 | 1791.3611 | 0 | -1.7679 | 1819.6784 | -0.015924 | 0 | 0 | 17.5 | 2166.2723 | 96.0847 | 15.0119 | 83.9568 | -25.7842 | 19.0025 | 0 | 0 | -0.0298 | -0.0104 | 0.029759 | 0.0067525 | 0.022 | 0.022
CL | CYF.1819.CL | CYF | _ | VKIC | 0.1 | 0 | 0 | 0 | 0 | 1791.5111 | 0 | -1.7703 | 1819.8284 | -0.015924 | 0 | 0 | 17.5 | 2128.0089 | 95.2322 | 15.0119 | 94.5877 | -27.3703 | 19.0028 | 0 | 0 | -0.0319 | -0.0104 | 0.029495 | 0.0071753 | 0.022 | 0.022
CL | SA.1820.CL | SA | SA.2.CL | SEXT | 0.25 | 4.6591 | 0 | 0 | 1.5708 | 1791.8861 | 0 | -1.7762 | 1820.2034 | -0.015924 | 0 | 0 | 17.5 | 2043.163 | 93.3142 | 15.012 | 120.8269 | -30.939 | 19.0035 | 0 | 0 | -0.0365 | -0.0104 | 0.028901 | 0.0081231 | 0.022 | 0.022
CL | BJ.1825.CL | BJ | BJ.2.CL | SBEN | 0.5 | 0.0007 | 0.000364 | 0.000364 | 1.5708 | 1796.7611 | 0 | -1.854 | 1825.0778 | -0.016288 | 0 | 0 | 17.5 | 1216.5776 | 72.0041 | 15.0125 | 628.4802 | -70.5917 | 19.0064 | 0 | 0 | -0.0884 | -0.0097 | 0.022301 | 0.018681 | 0.022 | 0.022
CL | C.1826.CL | C | _ | ECOL | 0.5 | 0 | 0 | 0 | 0 | 1798.0109 | 0 | -1.8747 | 1826.3274 | -0.016652 | 0 | 0 | 17.5 | 1043.2467 | 66.6766 | 15.0127 | 817.3277 | -80.5037 | 19.0067 | 0 | 0 | -0.1005 | -0.0097 | 0.020651 | 0.021294 | #N/A | #N/A
CL | SA.1827.CL | SA | SA.3.CL | SEXT | 0.25 | -0.9087 | 0 | 0 | 1.5708 | 1799.1358 | 0 | -1.8934 | 1827.4521 | -0.016652 | 0 | 0 | 17.5 | 914.1738 | 62.4148 | 15.0128 | 986.2403 | -88.4331 | 19.0069 | 0 | 0 | -0.1101 | -0.0097 | 0.019332 | 0.023382 | 0.022 | 0.022
CL | QF.1828.CL | QF | QF.23.CL | QUAD | 0.5 | -0.1601 | 0 | 0 | 0 | 1800.0108 | 0 | -1.908 | 1828.327 | -0.016652 | 0 | 0 | 17.5 | 860.4913 | -76.024 | 15.013 | 1082.202 | 81.6041 | 19.007 | 0 | 0 | -0.1152 | 0.0089 | 0.018756 | 0.024489 | 0.022 | 0.022
CL | SA.1829.CL | SA | SA.3.CL | SEXT | 0.25 | -0.9087 | 0 | 0 | 1.5708 | 1800.8858 | 0 | -1.9226 | 1829.2019 | -0.016652 | 0 | 0 | 17.5 | 978.306 | -81.0624 | 15.0131 | 963.2576 | 76.9883 | 19.0071 | 0 | 0 | -0.1085 | 0.0089 | 0.019998 | 0.023099 | 0.022 | 0.022
CL | BJ.1831.CL | BJ | BJ.2.CL | SBEN | 0.5 | 0.0007 | 0.000364 | 0.000364 | 1.5708 | 1803.2605 | 0 | -1.9622 | 1831.5763 | -0.017016 | 0 | 0 | 17.5 | 1425.5476 | -97.8536 | 15.0135 | 616.8159 | 61.6043 | 19.0076 | 0 | 0 | -0.0861 | 0.0096 | 0.024141 | 0.018462 | 0.022 | 0.022
CL | SA.1836.CL | SA | SA.2.CL | SEXT | 0.25 | 4.6591 | 0 | 0 | 1.5708 | 1808.1355 | 0 | -2.0468 | 1836.4505 | -0.01738 | 0 | 0 | 17.5 | 2506.7233 | -129.7624 | 15.0139 | 170.4322 | 32.3712 | 19.01 | 0 | 0 | -0.0405 | 0.0096 | 0.032012 | 0.009562 | 0.022 | 0.022
CL | CXF.1836.CL | CXF | _ | HKIC | 0.1 | 0 | 0 | 0 | 0 | 1808.5105 | 0 | -2.0533 | 1836.8255 | -0.01738 | 0 | 0 | 17.5 | 2585.1853 | -131.7777 | 15.0139 | 151.5634 | 30.5249 | 19.0103 | 0 | 0 | -0.0376 | 0.0096 | 0.032509 | 0.0089994 | 0.022 | 0.022
CL | BPM.1836.CL | BPM | _ | MONI | 0 | 0 | 0 | 0 | 0 | 1808.6605 | 0 | -2.056 | 1836.9755 | -0.01738 | 0 | 0 | 17.5 | 2611.608 | -132.4494 | 15.0139 | 145.5199 | 29.9095 | 19.0104 | 0 | 0 | -0.0367 | 0.0096 | 0.032675 | 0.0088139 | 0.022 | 0.022
CL | QF.1837.CL | QF | QF.22.CL | QUAD | 0.5 | 0.1601 | 0 | 0 | 0 | 1809.0105 | 0 | -2.062 | 1837.3254 | -0.01738 | 0 | 0 | 17.5 | 2560.287 | 284.6982 | 15.0139 | 121.775 | 7.3014 | 19.0111 | 0 | 0 | -0.0323 | 0.0042 | 0.032352 | 0.0080246 | 0.022 | 0.022
CL | BC.1841.CL | BC | BC.2.CL | SBEN | 2.5 | -0.0062 | -0.003079 | -0.003079 | 1.5708 | 1813.2608 | 0 | -2.1321 | 1841.5751 | -0.014302 | 0 | 0 | 17.5 | 443.4379 | 118.4887 | 15.0147 | 57.4001 | 4.9598 | 19.0211 | 0 | 0 | -0.0179 | -0.002 | 0.013464 | 0.0053811 | 0.022 | 0.022
CL | SA.1845.CL | SA | SA.1.CL | SEXT | 0.25 | -5.5304 | 0 | 0 | 1.5708 | 1817.1358 | 0 | -2.1794 | 1845.4498 | -0.011223 | 0 | 0 | 17.5 | 31.2015 | 31.4155 | 15.0184 | 33.4938 | 3.7334 | 19.0311 | 0 | 0 | -0.0233 | -0.002 | 0.0035714 | 0.0043993 | 0.022 | 0.022
CL | CYF.1845.CL | CYF | _ | VKIC | 0.1 | 0 | 0 | 0 | 0 | 1817.5108 | 0 | -2.1836 | 1845.8248 | -0.011223 | 0 | 0 | 17.5 | 15.2019 | 21.9166 | 15.0206 | 31.294 | 3.5996 | 19.0326 | 0 | 0 | -0.0239 | -0.002 | 0.0024929 | 0.0042937 | 0.022 | 0.022
CL | BPM.1845.CL | BPM | _ | MONI | 0 | 0 | 0 | 0 | 0 | 1817.6608 | 0 | -2.1853 | 1845.9748 | -0.011223 | 0 | 0 | 17.5 | 11.1352 | 18.7503 | 15.0219 | 30.5785 | 3.555 | 19.0331 | 0 | 0 | -0.0241 | -0.002 | 0.0021336 | 0.0042586 | 0.022 | 0.022
CL | QF.1846.CL | QF | QF.21.CL | QUAD | 0.5 | -0.1601 | 0 | 0 | 0 | 1818.0108 | 0 | -2.1892 | 1846.3248 | -0.011223 | 0 | 0 | 17.5 | 0.0351 | 0.1564 | 15.2378 | 24.326 | 7.2839 | 19.0365 | 0 | 0 | -0.0243 | 0.002 | 0.00011979 | 0.0038825 | 0.022 | 0.022
CL | BPM.1846.CL | BPM | _ | MONI | 0 | 0 | 0 | 0 | 0 | 1818.3608 | 0 | -2.1931 | 1846.6748 | -0.011223 | 0 | 0 | 17.5 | 0.2959 | -2.7643 | 15.4573 | 22.8915 | 7.0617 | 19.0372 | 0 | 0 | -0.0241 | 0.002 | 0.0003478 | 0.0037821 | 0.022 | 0.022
CL | CYF.1846.CL | CYF | _ | VKIC | 0.1 | 0 | 0 | 0 | 0 | 1818.5108 | 0 | -2.1948 | 1846.8247 | -0.011223 | 0 | 0 | 17.5 | 2.5699 | -8.6059 | 15.4941 | 20.1557 | 6.6173 | 19.0387 | 0 | 0 | -0.0237 | 0.002 | 0.001025 | 0.0035815 | 0.022 | 0.022
CL | SA.1847.CL | SA | SA.1.CL | SEXT | 0.25 | -5.5304 | 0 | 0 | 1.5708 | 1818.8858 | 0 | -2.199 | 1847.1997 | -0.011223 | 0 | 0 | 17.5 | 16.2298 | -21.7493 | 15.5052 | 14.6501 | 5.6173 | 19.0428 | 0 | 0 | -0.0228 | 0.002 | 0.0025758 | 0.0031312 | 0.022 | 0.022
CL | BC.1851.CL | BC | BC.2.CL | SBEN | 2.5 | -0.0062 | -0.003079 | -0.003079 | 1.5708 | 1822.7608 | 0 | -2.2387 | 1851.0745 | -0.0081446 | 0 | 0 | 17.5 | 963.8956 | -167.7746 | 15.5116 | 14.0299 | -5.4933 | 19.4861 | 0 | 0 | -0.0207 | -0.0042 | 0.01985 | 0.0030159 | 0.022 | 0.022
CL | QF.1855.CL | QF | QF.22.CL | QUAD | 0.5 | 0.1601 | 0 | 0 | 0 | 1827.0111 | 0 | -2.2641 | 1855.3247 | -0.005066 | 0 | 0 | 17.5 | 2185.5318 | 96.5109 | 15.5119 | 78.8793 | -24.9911 | 19.5023 | 0 | 0 | -0.0357 | -0.0096 | 0.029891 | 0.0067495 | 0.022 | 0.022
CL | BPM.1855.CL | BPM | _ | MONI | 0 | 0 | 0 | 0 | 0 | 1827.3611 | 0 | -2.2658 | 1855.6747 | -0.005066 | 0 | 0 | 17.5 | 2166.2722 | 96.0847 | 15.5119 | 83.9568 | -25.7842 | 19.5025 | 0 | 0 | -0.0367 | -0.0096 | 0.029759 | 0.0069595 | 0.022 | 0.022
CL | CYF.1855.CL | CYF | _ | VKIC | 0.1 | 0 | 0 | 0 | 0 | 1827.5111 | 0 | -2.2666 | 1855.8247 | -0.005066 | 0 | 0 | 17.5 | 2128.0089 | 95.2322 | 15.5119 | 94.5877 | -27.3703 | 19.5028 | 0 | 0 | -0.0386 | -0.0096 | 0.029495 | 0.0073763 | 0.022 | 0.022
CL | SA.1856.CL | SA | SA.2.CL | SEXT | 0.25 | 4.6591 | 0 | 0 | 1.5708 | 1827.8861 | 0 | -2.2685 | 1856.1997 | -0.005066 | 0 | 0 | 17.5 | 2043.163 | 93.3142 | 15.512 | 120.8269 | -30.939 | 19.5035 | 0 | 0 | -0.0429 | -0.0096 | 0.028901 | 0.0083151 | 0.022 | 0.022
CL | BJ.1861.CL | BJ | BJ.2.CL | SBEN | 0.5 | 0.0007 | 0.000364 | 0.000364 | 1.5708 | 1832.7611 | 0 | -2.2933 | 1861.0746 | -0.0054301 | 0 | 0 | 17.5 | 1216.5776 | 72.0041 | 15.5125 | 628.4802 | -70.5917 | 19.5064 | 0 | 0 | -0.0908 | -0.0089 | 0.022301 | 0.018753 | 0.022 | 0.022
CL | C.1862.CL | C | _ | ECOL | 0.5 | 0 | 0 | 0 | 0 | 1834.0109 | 0 | -2.3004 | 1862.3245 | -0.0057942 | 0 | 0 | 17.5 | 1043.2467 | 66.6766 | 15.5127 | 817.3277 | -80.5037 | 19.5067 | 0 | 0 | -0.1019 | -0.0089 | 0.020651 | 0.021336 | #N/A | #N/A
CL | SA.1863.CL | SA | SA.3.CL | SEXT | 0.25 | -0.9087 | 0 | 0 | 1.5708 | 1835.1358 | 0 | -2.3069 | 1863.4493 | -0.0057942 | 0 | 0 | 17.5 | 914.1738 | 62.4148 | 15.5128 | 986.2403 | -88.4331 | 19.5069 | 0 | 0 | -0.1107 | -0.0089 | 0.019332 | 0.0234 | 0.022 | 0.022
CL | QF.1864.CL | QF | QF.23.CL | QUAD | 0.5 | -0.1601 | 0 | 0 | 0 | 1836.0108 | 0 | -2.312 | 1864.3243 | -0.0057942 | 0 | 0 | 17.5 | 860.4913 | -76.024 | 15.513 | 1082.2019 | 81.6041 | 19.507 | 0 | 0 | -0.115 | 0.0097 | 0.018756 | 0.024483 | 0.022 | 0.022
CL | SA.1865.CL | SA | SA.3.CL | SEXT | 0.25 | -0.9087 | 0 | 0 | 1.5708 | 1836.8858 | 0 | -2.3171 | 1865.1993 | -0.0057942 | 0 | 0 | 17.5 | 978.306 | -81.0624 | 15.5131 | 963.2576 | 76.9883 | 19.5071 | 0 | 0 | -0.1077 | 0.0097 | 0.019998 | 0.023075 | 0.022 | 0.022
CL | BJ.1867.CL | BJ | BJ.2.CL | SBEN | 0.5 | 0.0007 | 0.000364 | 0.000364 | 1.5708 | 1839.2605 | 0 | -2.3309 | 1867.574 | -0.0061583 | 0 | 0 | 17.5 | 1425.5476 | -97.8536 | 15.5135 | 616.8159 | 61.6043 | 19.5076 | 0 | 0 | -0.0834 | 0.0104 | 0.024141 | 0.018381 | 0.022 | 0.022
CL | SA.1872.CL | SA | SA.2.CL | SEXT | 0.25 | 4.6591 | 0 | 0 | 1.5708 | 1844.1355 | 0 | -2.3626 | 1872.4489 | -0.0065224 | 0 | 0 | 17.5 | 2506.7233 | -129.7624 | 15.5139 | 170.4322 | 32.3712 | 19.51 | 0 | 0 | -0.0339 | 0.0104 | 0.032012 | 0.009364 | 0.022 | 0.022
CL | CXF.1872.CL | CXF | _ | HKIC | 0.1 | 0 | 0 | 0 | 0 | 1844.5105 | 0 | -2.3651 | 1872.8239 | -0.0065224 | 0 | 0 | 17.5 | 2585.1853 | -131.7777 | 15.5139 | 151.5634 | 30.5249 | 19.5103 | 0 | 0 | -0.0308 | 0.0104 | 0.032509 | 0.0087954 | 0.022 | 0.022
CL | BPM.1872.CL | BPM | _ | MONI | 0 | 0 | 0 | 0 | 0 | 1844.6605 | 0 | -2.3661 | 1872.9738 | -0.0065224 | 0 | 0 | 17.5 | 2611.608 | -132.4494 | 15.5139 | 145.5199 | 29.9095 | 19.5104 | 0 | 0 | -0.0298 | 0.0104 | 0.032675 | 0.0086069 | 0.022 | 0.022
CL | QF.1873.CL | QF | QF.22.CL | QUAD | 0.5 | 0.1601 | 0 | 0 | 0 | 1845.0105 | 0 | -2.3683 | 1873.3238 | -0.0065224 | 0 | 0 | 17.5 | 2560.287 | 284.6982 | 15.5139 | 121.775 | 7.3014 | 19.5111 | 0 | 0 | -0.0246 | 0.0062 | 0.032352 | 0.0077936 | 0.022 | 0.022
CL | BC.1877.CL | BC | BC.2.CL | SBEN | 2.5 | -0.0062 | -0.003079 | -0.003079 | 1.5708 | 1849.2608 | 0 | -2.3922 | 1877.5741 | -0.0034437 | 0 | 0 | 17.5 | 443.4379 | 118.4887 | 15.5147 | 57.4001 | 4.9598 | 19.5211 | 0 | 0 | 0 | 0 | 0.013464 | 0.0048441 | 0.022 | 0.022
CL | SA.1881.CL | SA | SA.1.CL | SEXT | 0.25 | -5.5304 | 0 | 0 | 1.5708 | 1853.1358 | 0 | -2.3975 | 1881.449 | -0.00036512 | 0 | 0 | 17.5 | 31.2015 | 31.4155 | 15.5184 | 33.4938 | 3.7334 | 19.5311 | 0 | 0 | 0 | 0 | 0.0035714 | 0.0037003 | 0.022 | 0.022
CL | CYF.1881.CL | CYF | _ | VKIC | 0.1 | 0 | 0 | 0 | 0 | 1853.5108 | 0 | -2.3976 | 1881.824 | -0.00036512 | 0 | 0 | 17.5 | 15.2019 | 21.9166 | 15.5206 | 31.294 | 3.5996 | 19.5326 | 0 | 0 | 0 | 0 | 0.0024929 | 0.0035767 | 0.022 | 0.022
CL | BPM.1881.CL | BPM | _ | MONI | 0 | 0 | 0 | 0 | 0 | 1853.6608 | 0 | -2.3977 | 1881.974 | -0.00036512 | 0 | 0 | 17.5 | 11.1352 | 18.7503 | 15.5219 | 30.5785 | 3.555 | 19.5331 | 0 | 0 | 0 | 0 | 0.0021336 | 0.0035356 | 0.022 | 0.022
CL | QF.1882.CL | QF | QF.21.CL | QUAD | 0.5 | -0.1601 | 0 | 0 | 0 | 1854.0108 | 0 | -2.3978 | 1882.324 | -0.00036512 | 0 | 0 | 17.5 | 0.0351 | 0.1564 | 15.7378 | 24.326 | 7.2839 | 19.5365 | 0 | 0 | 0 | 0 | 0.00011979 | 0.0031535 | 0.022 | 0.022
CL | QE.1886.CL | QE | QE.10.CL | QUAD | 1 | 0.1889 | 0 | 0 | 0 | 1857.7608 | 0 | -2.3992 | 1886.074 | -0.00036512 | 0 | 0 | 17.5 | 396.6537 | -38.6318 | 16.0112 | 1.7157 | -1.7796 | 19.92 | 0 | 0 | 0 | 0 | 0.012734 | 0.00083748 | 0.022 | 0.022
CL | QE.1887.CL | QE | QE.10.CL | QUAD | 1 | 0.1889 | 0 | 0 | 0 | 1858.7608 | 0 | -2.3995 | 1887.074 | -0.00036512 | 0 | 0 | 17.5 | 397.7549 | 37.6009 | 16.0116 | 8.671 | -5.6083 | 19.9631 | 0 | 0 | 0 | 0 | 0.012752 | 0.0018827 | 0.022 | 0.022
CL | BPM.1887.CL | BPM | _ | MONI | 0 | 0 | 0 | 0 | 0 | 1859.3608 | 0 | -2.3998 | 1887.674 | -0.00036512 | 0 | 0 | 17.5 | 390.2703 | 37.2452 | 16.0116 | 9.8301 | -5.9825 | 19.9648 | 0 | 0 | 0 | 0 | 0.012631 | 0.0020046 | 0.022 | 0.022
CL | CXF.1887.CL | CXF | _ | HKIC | 0.1 | 0 | 0 | 0 | 0 | 1859.5108 | 0 | -2.3998 | 1887.824 | -0.00036512 | 0 | 0 | 17.5 | 375.5145 | 36.5338 | 16.0117 | 12.3728 | -6.7311 | 19.9677 | 0 | 0 | 0 | 0 | 0.01239 | 0.002249 | 0.022 | 0.022
CL | QE.1890.CL | QE | QE.11.CL | QUAD | 1 | -0.1735 | 0 | 0 | 0 | 1862.2608 | 0 | -2.4008 | 1890.574 | -0.00036512 | 0 | 0 | 17.5 | 214.0819 | -9.785 | 16.0136 | 80.3847 | -4.1293 | 19.9827 | 0 | 0 | 0 | 0 | 0.009355 | 0.0057325 | 0.022 | 0.022
CL | QE.1891.CL | QE | QE.11.CL | QUAD | 1 | -0.1735 | 0 | 0 | 0 | 1863.2608 | 0 | -2.4012 | 1891.574 | -0.00036512 | 0 | 0 | 17.5 | 275.8081 | -55.4697 | 16.0143 | 74.7763 | 9.4096 | 19.9847 | 0 | 0 | 0 | 0 | 0.010618 | 0.0055289 | 0.022 | 0.022
CL | BPM.1892.CL | BPM | _ | MONI | 0 | 0 | 0 | 0 | 0 | 1863.8608 | 0 | -2.4014 | 1892.174 | -0.00036512 | 0 | 0 | 17.5 | 287.0136 | -56.5857 | 16.0144 | 72.9064 | 9.2899 | 19.985 | 0 | 0 | 0 | 0 | 0.010832 | 0.0054593 | 0.022 | 0.022
CL | CYF.1892.CL | CYF | _ | VKIC | 0.1 | 0 | 0 | 0 | 0 | 1864.0108 | 0 | -2.4015 | 1892.324 | -0.00036512 | 0 | 0 | 17.5 | 310.0943 | -58.8176 | 16.0145 | 69.2383 | 9.0504 | 19.9854 | 0 | 0 | 0 | 0 | 0.011259 | 0.0053202 | 0.022 | 0.022
CL | QF.1896.CL | QF | QF.7.CL | QUAD | 0.5 | 0.213 | 0 | 0 | 0 | 1868.0108 | 0 | -2.4029 | 1896.324 | -0.00036512 | 0 | 0 | 17.5 | 901.662 | 93.2744 | 16.0157 | 16.0725 | 0.7347 | 20.0065 | 0 | 0 | 0 | 0 | 0.019199 | 0.0025633 | 0.022 | 0.022
CL | BPM.1896.CL | BPM | _ | MONI | 0 | 0 | 0 | 0 | 0 | 1868.3608 | 0 | -2.403 | 1896.674 | -0.00036512 | 0 | 0 | 17.5 | 883.1036 | 92.3094 | 16.0157 | 15.9265 | 0.7251 | 20.0075 | 0 | 0 | 0 | 0 | 0.019 | 0.0025516 | 0.022 | 0.022
CL | CXF.1896.CL | CXF | _ | HKIC | 0.1 | 0 | 0 | 0 | 0 | 1868.5108 | 0 | -2.4031 | 1896.824 | -0.00036512 | 0 | 0 | 17.5 | 846.5659 | 90.3794 | 16.0157 | 15.6403 | 0.706 | 20.0095 | 0 | 0 | 0 | 0 | 0.018603 | 0.0025286 | 0.022 | 0.022
CL | QF.1901.CL | QF | QF.9.CL | QUAD | 0.5 | -0.1766 | 0 | 0 | 0 | 1873.5108 | 0 | -2.4049 | 1901.824 | -0.00036512 | 0 | 0 | 17.5 | 184.0405 | 8.7637 | 16.0179 | 9.9496 | 2.0167 | 20.075 | 0 | 0 | 0 | 0 | 0.0086739 | 0.0020168 | 0.022 | 0.022
CL | BPM.1902.CL | BPM | _ | MONI | 0 | 0 | 0 | 0 | 0 | 1873.8608 | 0 | -2.405 | 1902.174 | -0.00036512 | 0 | 0 | 17.5 | 182.292 | 8.7214 | 16.018 | 9.5513 | 1.9658 | 20.0766 | 0 | 0 | 0 | 0 | 0.0086326 | 0.001976 | 0.022 | 0.022
CL | CYF.1902.CL | CYF | _ | VKIC | 0.1 | 0 | 0 | 0 | 0 | 1874.0108 | 0 | -2.4051 | 1902.324 | -0.00036512 | 0 | 0 | 17.5 | 178.8204 | 8.6369 | 16.0182 | 8.7854 | 1.8639 | 20.0801 | 0 | 0 | 0 | 0 | 0.00855 | 0.0018951 | 0.022 | 0.022
CL | END.1908.CL | END | _ | MARK | 0 | 0 | 0 | 0 | 0 | 1879.8012 | 0 | -2.4072 | 1908.1144 | -0.00036512 | 0 | 0 | 17.5 | 93.5929 | 6.2101 | 16.0252 | 4.1679 | -1.0596 | 20.3813 | 0 | 0 | 0 | 0 | 0.0061855 | 0.0013053 | #N/A | #N/A
TL | START.1908.TL | START | _ | MARK | 0 | 0 | 0 | 0 | 0 | 1879.8012 | 0 | -2.4072 | 1908.1144 | -0.00036512 | 0 | 0 | 17.5 | 93.5929 | 6.2101 | 16.0252 | 4.1679 | -1.0596 | 20.3813 | 0 | 0 | 0 | 0 | 0.0061855 | 0.0013053 | #N/A | #N/A
TL | QF.1908.TL | QF | QF.1.TL | QUAD | 0.5 | -0.1438 | 0 | 0 | 0 | 1880.0512 | 0 | -2.4073 | 1908.3644 | -0.00036512 | 0 | 0 | 17.5 | 94.0832 | -7.2142 | 16.0261 | 5.009 | -0.5822 | 20.3985 | 0 | 0 | 0 | 0 | 0.0062017 | 0.001431 | 0.022 | 0.022
TL | BPM.1908.TL | BPM | _ | MONI | 0 | 0 | 0 | 0 | 0 | 1880.4012 | 0 | -2.4074 | 1908.7144 | -0.00036512 | 0 | 0 | 17.5 | 95.5317 | -7.2706 | 16.0263 | 5.1281 | -0.6089 | 20.4017 | 0 | 0 | 0 | 0 | 0.0062493 | 0.0014479 | 0.022 | 0.022
TL | CYF.1908.TL | CYF | _ | VKIC | 0.1 | 0 | 0 | 0 | 0 | 1880.5512 | 0 | -2.4075 | 1908.8644 | -0.00036512 | 0 | 0 | 17.5 | 98.4625 | -7.3834 | 16.0266 | 5.3824 | -0.6624 | 20.4077 | 0 | 0 | 0 | 0 | 0.0063444 | 0.0014833 | 0.022 | 0.022
TL | QF.1918.TL | QF | QF.2.TL | QUAD | 0.5 | 0.1438 | 0 | 0 | 0 | 1890.0512 | 0 | -2.411 | 1918.3644 | -0.00036512 | 0 | 0 | 17.5 | 274.3484 | 27.5782 | 16.0357 | 46.4972 | -9.7846 | 20.5172 | 0 | 0 | 0 | 0 | 0.01059 | 0.0043598 | 0.022 | 0.022
TL | BPM.1918.TL | BPM | _ | MONI | 0 | 0 | 0 | 0 | 0 | 1890.4012 | 0 | -2.4111 | 1918.7144 | -0.00036512 | 0 | 0 | 17.5 | 268.8605 | 27.3006 | 16.0357 | 48.4749 | -9.9926 | 20.5175 | 0 | 0 | 0 | 0 | 0.010484 | 0.0044516 | 0.022 | 0.022
TL | CXF.1918.TL | CXF | _ | HKIC | 0.1 | 0 | 0 | 0 | 0 | 1890.5512 | 0 | -2.4111 | 1918.8644 | -0.00036512 | 0 | 0 | 17.5 | 258.0513 | 26.7455 | 16.0358 | 52.5552 | -10.4087 | 20.5181 | 0 | 0 | 0 | 0 | 0.010271 | 0.0046351 | 0.022 | 0.022
TL | BPMFB.1922.TL | BPMFB | _ | MONI | 0.5 | 0 | 0 | 0 | 0 | 1894.3012 | 0 | -2.4125 | 1922.6144 | -0.00036512 | 0 | 0 | 17.5 | 90.0729 | 15.7807 | 16.04 | 167.2453 | -18.6267 | 20.5248 | 0 | 0 | 0 | 0 | 0.0060681 | 0.0082686 | #N/A | #N/A
TL | CXFB.1923.TL | CXFB | CXFB.1.TL | HKIC | 0.5 | 0 | 0 | 0 | 0 | 1895.0512 | 0 | -2.4128 | 1923.3644 | -0.00036512 | 0 | 0 | 17.5 | 67.9632 | 13.6988 | 16.0415 | 196.3557 | -20.1871 | 20.5255 | 0 | 0 | 0 | 0 | 0.005271 | 0.0089594 | 0.022 | 0.022
TL | CYFB.1924.TL | CYFB | CYFB.1.TL | VKIC | 0.5 | 0 | 0 | 0 | 0 | 1895.8012 | 0 | -2.4131 | 1924.1144 | -0.00036512 | 0 | 0 | 17.5 | 48.9764 | 11.6169 | 16.0436 | 227.8067 | -21.7475 | 20.526 | 0 | 0 | 0 | 0 | 0.0044745 | 0.0096503 | 0.022 | 0.022
TL | QF.1928.TL | QF | QF.1.TL | QUAD | 0.5 | -0.1438 | 0 | 0 | 0 | 1900.0512 | 0 | -2.4146 | 1928.3644 | -0.00036512 | 0 | 0 | 17.5 | 0.3953 | -0.2038 | 16.3033 | 419.3289 | 31.1915 | 20.5282 | 0 | 0 | 0 | 0 | 0.00040199 | 0.013093 | 0.022 | 0.022
TL | BPM.1928.TL | BPM | _ | MONI | 0 | 0 | 0 | 0 | 0 | 1900.4012 | 0 | -2.4147 | 1928.7144 | -0.00036512 | 0 | 0 | 17.5 | 0.4624 | -0.4673 | 16.3409 | 413.1139 | 30.9593 | 20.5282 | 0 | 0 | 0 | 0 | 0.00043477 | 0.012995 | 0.022 | 0.022
TL | CYF.1928.TL | CYF | _ | VKIC | 0.1 | 0 | 0 | 0 | 0 | 1900.5512 | 0 | -2.4148 | 1928.8644 | -0.00036512 | 0 | 0 | 17.5 | 0.7547 | -0.9942 | 16.3959 | 400.8231 | 30.4948 | 20.5283 | 0 | 0 | 0 | 0 | 0.00055545 | 0.012801 | 0.022 | 0.022
TL | QF.1938.TL | QF | QF.2.TL | QUAD | 0.5 | 0.1438 | 0 | 0 | 0 | 1910.0512 | 0 | -2.4183 | 1938.3644 | -0.00036512 | 0 | 0 | 17.5 | 249.7541 | 10.2273 | 16.5153 | 29.9972 | 3.7788 | 20.5429 | 0 | 0 | 0 | 0 | 0.010104 | 0.0035018 | 0.022 | 0.022
TL | BPM.1938.TL | BPM | _ | MONI | 0 | 0 | 0 | 0 | 0 | 1910.4012 | 0 | -2.4184 | 1938.7144 | -0.00036512 | 0 | 0 | 17.5 | 247.7128 | 10.1851 | 16.5154 | 29.2466 | 3.7278 | 20.5434 | 0 | 0 | 0 | 0 | 0.010063 | 0.0034577 | 0.022 | 0.022
TL | CXF.1938.TL | CXF | _ | HKIC | 0.1 | 0 | 0 | 0 | 0 | 1910.5512 | 0 | -2.4184 | 1938.8644 | -0.00036512 | 0 | 0 | 17.5 | 243.6557 | 10.1005 | 16.5155 | 27.7758 | 3.6259 | 20.5445 | 0 | 0 | 0 | 0 | 0.0099803 | 0.0033697 | 0.022 | 0.022
TL | CXFB.1942.TL | CXFB | CXFB.2.TL | HKIC | 0.5 | 0 | 0 | 0 | 0 | 1914.3012 | 0 | -2.4198 | 1942.6144 | -0.00036512 | 0 | 0 | 17.5 | 170.4587 | 8.4304 | 16.5186 | 7.0779 | 1.614 | 20.59 | 0 | 0 | 0 | 0 | 0.0083477 | 0.001701 | 0.022 | 0.022
TL | CYFB.1943.TL | CYFB | CYFB.1.TL | VKIC | 0.5 | 0 | 0 | 0 | 0 | 1915.0512 | 0 | -2.4201 | 1943.3644 | -0.00036512 | 0 | 0 | 17.5 | 158.051 | 8.1133 | 16.5193 | 4.9433 | 1.232 | 20.6102 | 0 | 0 | 0 | 0 | 0.0080381 | 0.0014216 | 0.022 | 0.022
TL | BPMFB.1944.TL | BPMFB | _ | MONI | 0.5 | 0 | 0 | 0 | 0 | 1915.8012 | 0 | -2.4204 | 1944.1144 | -0.00036512 | 0 | 0 | 17.5 | 146.1189 | 7.7962 | 16.5201 | 3.3818 | 0.85 | 20.6396 | 0 | 0 | 0 | 0 | 0.0077287 | 0.0011758 | #N/A | #N/A
TL | QF.1948.TL | QF | QF.1.TL | QUAD | 0.5 | -0.1438 | 0 | 0 | 0 | 1920.0512 | 0 | -2.4219 | 1948.3644 | -0.00036512 | 0 | 0 | 17.5 | 94.0831 | -7.2138 | 16.5261 | 5.0109 | -0.5824 | 20.8986 | 0 | 0 | 0 | 0 | 0.0062017 | 0.0014312 | 0.022 | 0.022
TL | BPM.1948.TL | BPM | _ | MONI | 0 | 0 | 0 | 0 | 0 | 1920.4012 | 0 | -2.422 | 1948.7144 | -0.00036512 | 0 | 0 | 17.5 | 95.5315 | -7.2701 | 16.5263 | 5.1301 | -0.6091 | 20.9017 | 0 | 0 | 0 | 0 | 0.0062493 | 0.0014482 | 0.022 | 0.022
TL | CYF.1948.TL | CYF | _ | VKIC | 0.1 | 0 | 0 | 0 | 0 | 1920.5512 | 0 | -2.4221 | 1948.8644 | -0.00036512 | 0 | 0 | 17.5 | 98.4621 | -7.3829 | 16.5266 | 5.3844 | -0.6626 | 20.9078 | 0 | 0 | 0 | 0 | 0.0063444 | 0.0014836 | 0.022 | 0.022
TL | QF.1958.TL | QF | QF.2.TL | QUAD | 0.5 | 0.1438 | 0 | 0 | 0 | 1930.0512 | 0 | -2.4256 | 1958.3644 | -0.00036512 | 0 | 0 | 17.5 | 274.3328 | 27.5771 | 16.5357 | 46.4994 | -9.7847 | 21.0172 | 0 | 0 | 0 | 0 | 0.01059 | 0.0043599 | 0.022 | 0.022
TL | BPM.1958.TL | BPM | _ | MONI | 0 | 0 | 0 | 0 | 0 | 1930.4012 | 0 | -2.4257 | 1958.7144 | -0.00036512 | 0 | 0 | 17.5 | 268.8451 | 27.2995 | 16.5357 | 48.4771 | -9.9927 | 21.0175 | 0 | 0 | 0 | 0 | 0.010484 | 0.0044517 | 0.022 | 0.022
TL | CXF.1958.TL | CXF | _ | HKIC | 0.1 | 0 | 0 | 0 | 0 | 1930.5512 | 0 | -2.4257 | 1958.8644 | -0.00036512 | 0 | 0 | 17.5 | 258.0363 | 26.7444 | 16.5358 | 52.5575 | -10.4088 | 21.0181 | 0 | 0 | 0 | 0 | 0.010271 | 0.0046352 | 0.022 | 0.022
TL | BPMFB.1963.TL | BPMFB | _ | MONI | 0.5 | 0 | 0 | 0 | 0 | 1935.5512 | 0 | -2.4276 | 1963.8644 | -0.00036512 | 0 | 0 | 17.5 | 54.953 | 12.3101 | 16.5428 | 217.0644 | -21.2271 | 21.0259 | 0 | 0 | 0 | 0 | 0.0047397 | 0.00942 | #N/A | #N/A
TL | QF.1968.TL | QF | QF.1.TL | QUAD | 0.5 | -0.1438 | 0 | 0 | 0 | 1940.0512 | 0 | -2.4292 | 1968.3644 | -0.00036512 | 0 | 0 | 17.5 | 0.3953 | -0.2042 | 16.8034 | 419.3271 | 31.1918 | 21.0282 | 0 | 0 | 0 | 0 | 0.00040199 | 0.013093 | 0.022 | 0.022
TL | BPM.1968.TL | BPM | _ | MONI | 0 | 0 | 0 | 0 | 0 | 1940.4012 | 0 | -2.4293 | 1968.7144 | -0.00036512 | 0 | 0 | 17.5 | 0.4625 | -0.4677 | 16.8409 | 413.1119 | 30.9595 | 21.0282 | 0 | 0 | 0 | 0 | 0.00043482 | 0.012995 | 0.022 | 0.022
TL | CYF.1968.TL | CYF | _ | VKIC | 0.1 | 0 | 0 | 0 | 0 | 1940.5512 | 0 | -2.4294 | 1968.8644 | -0.00036512 | 0 | 0 | 17.5 | 0.755 | -0.9947 | 16.8959 | 400.821 | 30.495 | 21.0283 | 0 | 0 | 0 | 0 | 0.00055556 | 0.012801 | 0.022 | 0.022
TL | FK.1969.TL | FK | FK..TL | HKIC | 0.5 | 0 | 0 | 0 | 0 | 1940.9762 | 0 | -2.4296 | 1969.2894 | -0.00036512 | 0 | 0 | 17.5 | 3.0277 | -2.6416 | 16.9637 | 363.6096 | 29.0434 | 21.0285 | 0 | 0 | 0 | 0 | 0.0011125 | 0.012192 | 0.022 | 0.022
TL | FK.1970.TL | FK | FK..TL | HKIC | 0.5 | 0 | 0 | 0 | 0 | 1941.7262 | 0 | -2.4298 | 1970.0394 | -0.00036512 | 0 | 0 | 17.5 | 8.4722 | -4.6178 | 16.9874 | 321.351 | 27.3014 | 21.0289 | 0 | 0 | 0 | 0 | 0.001861 | 0.011462 | 0.022 | 0.022
TL | FK.1970.TL | FK | FK..TL | HKIC | 0.5 | 0 | 0 | 0 | 0 | 1942.4762 | 0 | -2.4301 | 1970.7894 | -0.00036512 | 0 | 0 | 17.5 | 16.8811 | -6.594 | 16.9974 | 281.7053 | 25.5595 | 21.0293 | 0 | 0 | 0 | 0 | 0.002627 | 0.010731 | 0.022 | 0.022
TL | FK.1971.TL | FK | FK..TL | HKIC | 0.5 | 0 | 0 | 0 | 0 | 1943.2262 | 0 | -2.4304 | 1971.5394 | -0.00036512 | 0 | 0 | 17.5 | 28.2543 | -8.5702 | 17.0028 | 244.6726 | 23.8175 | 21.0297 | 0 | 0 | 0 | 0 | 0.0033986 | 0.010001 | 0.022 | 0.022
TL | FK.1972.TL | FK | FK..TL | HKIC | 0.5 | 0 | 0 | 0 | 0 | 1943.9762 | 0 | -2.4306 | 1972.2894 | -0.00036512 | 0 | 0 | 17.5 | 42.5917 | -10.5464 | 17.0063 | 210.2527 | 22.0756 | 21.0303 | 0 | 0 | 0 | 0 | 0.0041727 | 0.009271 | 0.022 | 0.022
TL | FK.1973.TL | FK | FK..TL | HKIC | 0.5 | 0 | 0 | 0 | 0 | 1944.7262 | 0 | -2.4309 | 1973.0394 | -0.00036512 | 0 | 0 | 17.5 | 59.8936 | -12.5227 | 17.0086 | 178.4458 | 20.3336 | 21.0309 | 0 | 0 | 0 | 0 | 0.0049482 | 0.008541 | 0.022 | 0.022
TL | FK.1973.TL | FK | FK..TL | HKIC | 0.5 | 0 | 0 | 0 | 0 | 1945.4762 | 0 | -2.4312 | 1973.7894 | -0.00036512 | 0 | 0 | 17.5 | 80.1597 | -14.4989 | 17.0104 | 149.2518 | 18.5917 | 21.0316 | 0 | 0 | 0 | 0 | 0.0057244 | 0.0078112 | 0.022 | 0.022
TL | FK.1974.TL | FK | FK..TL | HKIC | 0.5 | 0 | 0 | 0 | 0 | 1946.2262 | 0 | -2.4315 | 1974.5394 | -0.00036512 | 0 | 0 | 17.5 | 103.3902 | -16.4751 | 17.0117 | 122.6707 | 16.8498 | 21.0325 | 0 | 0 | 0 | 0 | 0.0065012 | 0.0070815 | 0.022 | 0.022
TL | FK.1975.TL | FK | FK..TL | HKIC | 0.5 | 0 | 0 | 0 | 0 | 1946.9762 | 0 | -2.4317 | 1975.2894 | -0.00036512 | 0 | 0 | 17.5 | 129.585 | -18.4513 | 17.0127 | 98.7026 | 15.1078 | 21.0336 | 0 | 0 | 0 | 0 | 0.0072783 | 0.0063521 | 0.022 | 0.022
TL | FK.1976.TL | FK | FK..TL | HKIC | 0.5 | 0 | 0 | 0 | 0 | 1947.7262 | 0 | -2.432 | 1976.0394 | -0.00036512 | 0 | 0 | 17.5 | 158.7441 | -20.4275 | 17.0135 | 77.3473 | 13.3659 | 21.035 | 0 | 0 | 0 | 0 | 0.0080557 | 0.0056231 | 0.022 | 0.022
TL | FK.1976.TL | FK | FK..TL | HKIC | 0.5 | 0 | 0 | 0 | 0 | 1948.4762 | 0 | -2.4323 | 1976.7894 | -0.00036512 | 0 | 0 | 17.5 | 190.8675 | -22.4037 | 17.0142 | 58.605 | 11.6239 | 21.0367 | 0 | 0 | 0 | 0 | 0.0088333 | 0.0048947 | 0.022 | 0.022
TL | FK.1977.TL | FK | FK..TL | HKIC | 0.5 | 0 | 0 | 0 | 0 | 1949.2262 | 0 | -2.4326 | 1977.5394 | -0.00036512 | 0 | 0 | 17.5 | 225.9553 | -24.3799 | 17.0148 | 42.4756 | 9.882 | 21.0391 | 0 | 0 | 0 | 0 | 0.009611 | 0.004167 | 0.022 | 0.022
TL | QF.1978.TL | QF | QF.2.TL | QUAD | 0.5 | 0.1438 | 0 | 0 | 0 | 1950.0512 | 0 | -2.4329 | 1978.3644 | -0.00036512 | 0 | 0 | 17.5 | 249.7697 | 10.2284 | 17.0153 | 29.995 | 3.7788 | 21.0429 | 0 | 0 | 0 | 0 | 0.010105 | 0.0035017 | 0.022 | 0.022
TL | BPM.1978.TL | BPM | _ | MONI | 0 | 0 | 0 | 0 | 0 | 1950.4012 | 0 | -2.433 | 1978.7144 | -0.00036512 | 0 | 0 | 17.5 | 247.7282 | 10.1862 | 17.0154 | 29.2443 | 3.7279 | 21.0434 | 0 | 0 | 0 | 0 | 0.010063 | 0.0034576 | 0.022 | 0.022
TL | CXF.1978.TL | CXF | _ | HKIC | 0.1 | 0 | 0 | 0 | 0 | 1950.5512 | 0 | -2.433 | 1978.8644 | -0.00036512 | 0 | 0 | 17.5 | 243.6707 | 10.1016 | 17.0155 | 27.7735 | 3.626 | 21.0445 | 0 | 0 | 0 | 0 | 0.0099806 | 0.0033695 | 0.022 | 0.022
TL | FK.1979.TL | FK | FK..TL | HKIC | 0.5 | 0 | 0 | 0 | 0 | 1950.9762 | 0 | -2.4332 | 1979.2894 | -0.00036512 | 0 | 0 | 17.5 | 231.2089 | 9.8373 | 17.0159 | 23.44 | 3.3076 | 21.0484 | 0 | 0 | 0 | 0 | 0.009722 | 0.0030955 | 0.022 | 0.022
TL | FK.1980.TL | FK | FK..TL | HKIC | 0.5 | 0 | 0 | 0 | 0 | 1951.7262 | 0 | -2.4335 | 1980.0394 | -0.00036512 | 0 | 0 | 17.5 | 216.6909 | 9.5201 | 17.0165 | 18.7651 | 2.9256 | 21.0541 | 0 | 0 | 0 | 0 | 0.0094119 | 0.0027697 | 0.022 | 0.022
TL | FK.1980.TL | FK | FK..TL | HKIC | 0.5 | 0 | 0 | 0 | 0 | 1952.4762 | 0 | -2.4338 | 1980.7894 | -0.00036512 | 0 | 0 | 17.5 | 202.6485 | 9.203 | 17.017 | 14.6632 | 2.5435 | 21.0613 | 0 | 0 | 0 | 0 | 0.0091018 | 0.0024483 | 0.022 | 0.022
TL | FK.1981.TL | FK | FK..TL | HKIC | 0.5 | 0 | 0 | 0 | 0 | 1953.2262 | 0 | -2.434 | 1981.5394 | -0.00036512 | 0 | 0 | 17.5 | 189.0819 | 8.8858 | 17.0177 | 11.1345 | 2.1615 | 21.0707 | 0 | 0 | 0 | 0 | 0.0087919 | 0.0021335 | 0.022 | 0.022
TL | FK.1982.TL | FK | FK..TL | HKIC | 0.5 | 0 | 0 | 0 | 0 | 1953.9762 | 0 | -2.4343 | 1982.2894 | -0.00036512 | 0 | 0 | 17.5 | 175.9911 | 8.5687 | 17.0183 | 8.1788 | 1.7794 | 21.0832 | 0 | 0 | 0 | 0 | 0.008482 | 0.0018285 | 0.022 | 0.022
TL | FK.1983.TL | FK | FK..TL | HKIC | 0.5 | 0 | 0 | 0 | 0 | 1954.7262 | 0 | -2.4346 | 1983.0394 | -0.00036512 | 0 | 0 | 17.5 | 163.376 | 8.2515 | 17.019 | 5.7962 | 1.3974 | 21.1006 | 0 | 0 | 0 | 0 | 0.0081724 | 0.0015393 | 0.022 | 0.022
TL | FK.1983.TL | FK | FK..TL | HKIC | 0.5 | 0 | 0 | 0 | 0 | 1955.4762 | 0 | -2.4348 | 1983.7894 | -0.00036512 | 0 | 0 | 17.5 | 151.2366 | 7.9344 | 17.0198 | 3.9867 | 1.0153 | 21.1255 | 0 | 0 | 0 | 0 | 0.0078629 | 0.0012766 | 0.022 | 0.022
TL | FK.1984.TL | FK | FK..TL | HKIC | 0.5 | 0 | 0 | 0 | 0 | 1956.2262 | 0 | -2.4351 | 1984.5394 | -0.00036512 | 0 | 0 | 17.5 | 139.5729 | 7.6172 | 17.0206 | 2.7503 | 0.6333 | 21.1619 | 0 | 0 | 0 | 0 | 0.0075536 | 0.0010603 | 0.022 | 0.022
TL | FK.1985.TL | FK | FK..TL | HKIC | 0.5 | 0 | 0 | 0 | 0 | 1956.9762 | 0 | -2.4354 | 1985.2894 | -0.00036512 | 0 | 0 | 17.5 | 128.385 | 7.3 | 17.0215 | 2.0869 | 0.2512 | 21.2125 | 0 | 0 | 0 | 0 | 0.0072446 | 0.00092365 | 0.022 | 0.022
TL | FK.1986.TL | FK | FK..TL | HKIC | 0.5 | 0 | 0 | 0 | 0 | 1957.7262 | 0 | -2.4357 | 1986.0394 | -0.00036512 | 0 | 0 | 17.5 | 117.6728 | 6.9829 | 17.0225 | 1.9967 | -0.1309 | 21.2724 | 0 | 0 | 0 | 0 | 0.0069358 | 0.00090347 | 0.022 | 0.022
TL | FK.1986.TL | FK | FK..TL | HKIC | 0.5 | 0 | 0 | 0 | 0 | 1958.4762 | 0 | -2.4359 | 1986.7894 | -0.00036512 | 0 | 0 | 17.5 | 107.4363 | 6.6657 | 17.0235 | 2.4795 | -0.5129 | 21.3271 | 0 | 0 | 0 | 0 | 0.0066272 | 0.0010068 | 0.022 | 0.022
TL | FK.1987.TL | FK | FK..TL | HKIC | 0.5 | 0 | 0 | 0 | 0 | 1959.2262 | 0 | -2.4362 | 1987.5394 | -0.00036512 | 0 | 0 | 17.5 | 97.6756 | 6.3486 | 17.0247 | 3.5354 | -0.895 | 21.3679 | 0 | 0 | 0 | 0 | 0.006319 | 0.0012022 | 0.022 | 0.022
TL | QF.1988.TL | QF | QF.1.TL | QUAD | 0.5 | -0.1438 | 0 | 0 | 0 | 1960.0512 | 0 | -2.4365 | 1988.3644 | -0.00036512 | 0 | 0 | 17.5 | 94.0831 | -7.2133 | 17.0261 | 5.0128 | -0.5827 | 21.3986 | 0 | 0 | 0 | 0 | 0.0062017 | 0.0014315 | 0.022 | 0.022
TL | BPM.1988.TL | BPM | _ | MONI | 0 | 0 | 0 | 0 | 0 | 1960.4012 | 0 | -2.4366 | 1988.7144 | -0.00036512 | 0 | 0 | 17.5 | 95.5314 | -7.2696 | 17.0263 | 5.132 | -0.6094 | 21.4017 | 0 | 0 | 0 | 0 | 0.0062493 | 0.0014484 | 0.022 | 0.022
TL | CYF.1988.TL | CYF | _ | VKIC | 0.1 | 0 | 0 | 0 | 0 | 1960.5512 | 0 | -2.4367 | 1988.8644 | -0.00036512 | 0 | 0 | 17.5 | 98.4618 | -7.3824 | 17.0266 | 5.3865 | -0.6628 | 21.4078 | 0 | 0 | 0 | 0 | 0.0063444 | 0.0014839 | 0.022 | 0.022
TL | BPM.1997.TL | BPM | _ | MONI | 0 | 0 | 0 | 0 | 0 | 1969.6012 | 0 | -2.44 | 1997.9144 | -0.00036512 | 0 | 0 | 17.5 | 277.0016 | -12.4554 | 17.0353 | 38.9613 | -3.0677 | 21.5145 | 0 | 0 | 0 | 0 | 0.010641 | 0.0039909 | 0.022 | 0.022
TL | CXF.1998.TL | CXF | _ | HKIC | 0.1 | 0 | 0 | 0 | 0 | 1969.7512 | 0 | -2.4401 | 1998.0644 | -0.00036512 | 0 | 0 | 17.5 | 282.0063 | -12.5681 | 17.0354 | 40.199 | -3.1212 | 21.5153 | 0 | 0 | 0 | 0 | 0.010737 | 0.0040538 | 0.022 | 0.022
TL | QF.1998.TL | QF | QF.2.TL | QUAD | 0.5 | 0.1438 | 0 | 0 | 0 | 1970.0512 | 0 | -2.4402 | 1998.3644 | -0.00036512 | 0 | 0 | 17.5 | 274.3171 | 27.576 | 17.0357 | 46.5016 | -9.7848 | 21.5172 | 0 | 0 | 0 | 0 | 0.01059 | 0.00436 | 0.022 | 0.022
TL | STARTTLD.1998.TL | STARTTLD | _ | MARK | 0 | 0 | 0 | 0 | 0 | 1970.5512 | 0 | -2.4404 | 1998.8644 | -0.00036512 | 0 | 0 | 17.5 | 260.7026 | 26.8821 | 17.0358 | 51.524 | -10.3049 | 21.518 | 0 | 0 | 0 | 0 | 0.010324 | 0.0045894 | #N/A | #N/A
TL | QF.2008.TL | QF | QF.1.TL | QUAD | 0.5 | -0.1438 | 0 | 0 | 0 | 1980.0512 | 0 | -2.4438 | 2008.3644 | -0.00036512 | 0 | 0 | 17.5 | 0.3954 | -0.2047 | 17.3035 | 419.3252 | 31.192 | 21.5282 | 0 | 0 | 0 | 0 | 0.00040204 | 0.013093 | 0.022 | 0.022
TL | BPM.2008.TL | BPM | _ | MONI | 0 | 0 | 0 | 0 | 0 | 1980.4012 | 0 | -2.4439 | 2008.7144 | -0.00036512 | 0 | 0 | 17.5 | 0.4627 | -0.4682 | 17.341 | 413.11 | 30.9597 | 21.5282 | 0 | 0 | 0 | 0 | 0.00043492 | 0.012995 | 0.022 | 0.022
TL | CYF.2008.TL | CYF | _ | VKIC | 0.1 | 0 | 0 | 0 | 0 | 1980.5512 | 0 | -2.444 | 2008.8644 | -0.00036512 | 0 | 0 | 17.5 | 0.7554 | -0.9952 | 17.3959 | 400.819 | 30.4952 | 21.5283 | 0 | 0 | 0 | 0 | 0.0005557 | 0.012801 | 0.022 | 0.022
TL | FK.2009.TL | FK | FK..TL | HKIC | 0.5 | 0 | 0 | 0 | 0 | 1980.9762 | 0 | -2.4442 | 2009.2894 | -0.00036512 | 0 | 0 | 17.5 | 3.0287 | -2.6421 | 17.4637 | 363.6073 | 29.0436 | 21.5285 | 0 | 0 | 0 | 0 | 0.0011127 | 0.012192 | 0.022 | 0.022
TL | FK.2010.TL | FK | FK..TL | HKIC | 0.5 | 0 | 0 | 0 | 0 | 1981.7262 | 0 | -2.4444 | 2010.0394 | -0.00036512 | 0 | 0 | 17.5 | 8.4741 | -4.6184 | 17.4874 | 321.3484 | 27.3016 | 21.5289 | 0 | 0 | 0 | 0 | 0.0018612 | 0.011462 | 0.022 | 0.022
TL | FK.2010.TL | FK | FK..TL | HKIC | 0.5 | 0 | 0 | 0 | 0 | 1982.4762 | 0 | -2.4447 | 2010.7894 | -0.00036512 | 0 | 0 | 17.5 | 16.8839 | -6.5947 | 17.4974 | 281.7025 | 25.5596 | 21.5293 | 0 | 0 | 0 | 0 | 0.0026272 | 0.010731 | 0.022 | 0.022
TL | FK.2011.TL | FK | FK..TL | HKIC | 0.5 | 0 | 0 | 0 | 0 | 1983.2262 | 0 | -2.445 | 2011.5394 | -0.00036512 | 0 | 0 | 17.5 | 28.2581 | -8.5709 | 17.5028 | 244.6696 | 23.8176 | 21.5297 | 0 | 0 | 0 | 0 | 0.0033988 | 0.010001 | 0.022 | 0.022
TL | FK.2012.TL | FK | FK..TL | HKIC | 0.5 | 0 | 0 | 0 | 0 | 1983.9762 | 0 | -2.4453 | 2012.2894 | -0.00036512 | 0 | 0 | 17.5 | 42.5967 | -10.5472 | 17.5063 | 210.2497 | 22.0756 | 21.5303 | 0 | 0 | 0 | 0 | 0.004173 | 0.0092709 | 0.022 | 0.022
TL | FK.2013.TL | FK | FK..TL | HKIC | 0.5 | 0 | 0 | 0 | 0 | 1984.7262 | 0 | -2.4455 | 2013.0394 | -0.00036512 | 0 | 0 | 17.5 | 59.8996 | -12.5235 | 17.5086 | 178.4427 | 20.3337 | 21.5309 | 0 | 0 | 0 | 0 | 0.0049484 | 0.0085409 | 0.022 | 0.022
TL | FK.2013.TL | FK | FK..TL | HKIC | 0.5 | 0 | 0 | 0 | 0 | 1985.4762 | 0 | -2.4458 | 2013.7894 | -0.00036512 | 0 | 0 | 17.5 | 80.167 | -14.4997 | 17.5104 | 149.2487 | 18.5917 | 21.5316 | 0 | 0 | 0 | 0 | 0.0057247 | 0.0078111 | 0.022 | 0.022
TL | FK.2014.TL | FK | FK..TL | HKIC | 0.5 | 0 | 0 | 0 | 0 | 1986.2262 | 0 | -2.4461 | 2014.5394 | -0.00036512 | 0 | 0 | 17.5 | 103.3989 | -16.476 | 17.5117 | 122.6676 | 16.8497 | 21.5325 | 0 | 0 | 0 | 0 | 0.0065015 | 0.0070814 | 0.022 | 0.022
TL | FK.2015.TL | FK | FK..TL | HKIC | 0.5 | 0 | 0 | 0 | 0 | 1986.9762 | 0 | -2.4463 | 2015.2894 | -0.00036512 | 0 | 0 | 17.5 | 129.5951 | -18.4523 | 17.5127 | 98.6996 | 15.1077 | 21.5336 | 0 | 0 | 0 | 0 | 0.0072786 | 0.006352 | 0.022 | 0.022
TL | FK.2016.TL | FK | FK..TL | HKIC | 0.5 | 0 | 0 | 0 | 0 | 1987.7262 | 0 | -2.4466 | 2016.0394 | -0.00036512 | 0 | 0 | 17.5 | 158.7557 | -20.4285 | 17.5135 | 77.3445 | 13.3657 | 21.535 | 0 | 0 | 0 | 0 | 0.008056 | 0.005623 | 0.022 | 0.022
TL | FK.2016.TL | FK | FK..TL | HKIC | 0.5 | 0 | 0 | 0 | 0 | 1988.4762 | 0 | -2.4469 | 2016.7894 | -0.00036512 | 0 | 0 | 17.5 | 190.8807 | -22.4048 | 17.5142 | 58.6023 | 11.6238 | 21.5367 | 0 | 0 | 0 | 0 | 0.0088336 | 0.0048946 | 0.022 | 0.022
TL | FK.2017.TL | FK | FK..TL | HKIC | 0.5 | 0 | 0 | 0 | 0 | 1989.2262 | 0 | -2.4472 | 2017.5394 | -0.00036512 | 0 | 0 | 17.5 | 225.9701 | -24.3811 | 17.5148 | 42.4732 | 9.8818 | 21.5391 | 0 | 0 | 0 | 0 | 0.0096113 | 0.0041669 | 0.022 | 0.022
TL | QF.2018.TL | QF | QF.2.TL | QUAD | 0.5 | 0.1438 | 0 | 0 | 0 | 1990.0512 | 0 | -2.4475 | 2018.3644 | -0.00036512 | 0 | 0 | 17.5 | 249.7854 | 10.2295 | 17.5153 | 29.9928 | 3.7789 | 21.5429 | 0 | 0 | 0 | 0 | 0.010105 | 0.0035016 | 0.022 | 0.022
TL | BPM.2018.TL | BPM | _ | MONI | 0 | 0 | 0 | 0 | 0 | 1990.4012 | 0 | -2.4476 | 2018.7144 | -0.00036512 | 0 | 0 | 17.5 | 247.7437 | 10.1873 | 17.5154 | 29.2421 | 3.728 | 21.5434 | 0 | 0 | 0 | 0 | 0.010064 | 0.0034575 | 0.022 | 0.022
TL | CXF.2018.TL | CXF | _ | HKIC | 0.1 | 0 | 0 | 0 | 0 | 1990.5512 | 0 | -2.4477 | 2018.8644 | -0.00036512 | 0 | 0 | 17.5 | 243.6857 | 10.1027 | 17.5155 | 27.7713 | 3.6261 | 21.5445 | 0 | 0 | 0 | 0 | 0.0099809 | 0.0033694 | 0.022 | 0.022
TL | FK.2019.TL | FK | FK..TL | HKIC | 0.5 | 0 | 0 | 0 | 0 | 1990.9762 | 0 | -2.4478 | 2019.2894 | -0.00036512 | 0 | 0 | 17.5 | 231.2226 | 9.8383 | 17.5159 | 23.4377 | 3.3077 | 21.5484 | 0 | 0 | 0 | 0 | 0.0097223 | 0.0030954 | 0.022 | 0.022
TL | FK.2020.TL | FK | FK..TL | HKIC | 0.5 | 0 | 0 | 0 | 0 | 1991.7262 | 0 | -2.4481 | 2020.0394 | -0.00036512 | 0 | 0 | 17.5 | 216.703 | 9.5211 | 17.5165 | 18.7627 | 2.9256 | 21.5541 | 0 | 0 | 0 | 0 | 0.0094121 | 0.0027695 | 0.022 | 0.022
TL | FK.2020.TL | FK | FK..TL | HKIC | 0.5 | 0 | 0 | 0 | 0 | 1992.4762 | 0 | -2.4484 | 2020.7894 | -0.00036512 | 0 | 0 | 17.5 | 202.6592 | 9.2039 | 17.517 | 14.6609 | 2.5435 | 21.5613 | 0 | 0 | 0 | 0 | 0.009102 | 0.0024481 | 0.022 | 0.022
TL | FK.2021.TL | FK | FK..TL | HKIC | 0.5 | 0 | 0 | 0 | 0 | 1993.2262 | 0 | -2.4486 | 2021.5394 | -0.00036512 | 0 | 0 | 17.5 | 189.0912 | 8.8867 | 17.5177 | 11.1323 | 2.1614 | 21.5707 | 0 | 0 | 0 | 0 | 0.0087921 | 0.0021333 | 0.022 | 0.022
TL | FK.2022.TL | FK | FK..TL | HKIC | 0.5 | 0 | 0 | 0 | 0 | 1993.9762 | 0 | -2.4489 | 2022.2894 | -0.00036512 | 0 | 0 | 17.5 | 175.999 | 8.5695 | 17.5183 | 8.1768 | 1.7793 | 21.5832 | 0 | 0 | 0 | 0 | 0.0084822 | 0.0018283 | 0.022 | 0.022
TL | FK.2023.TL | FK | FK..TL | HKIC | 0.5 | 0 | 0 | 0 | 0 | 1994.7262 | 0 | -2.4492 | 2023.0394 | -0.00036512 | 0 | 0 | 17.5 | 163.3827 | 8.2523 | 17.519 | 5.7945 | 1.3972 | 21.6006 | 0 | 0 | 0 | 0 | 0.0081726 | 0.0015391 | 0.022 | 0.022
TL | FK.2023.TL | FK | FK..TL | HKIC | 0.5 | 0 | 0 | 0 | 0 | 1995.4762 | 0 | -2.4495 | 2023.7894 | -0.00036512 | 0 | 0 | 17.5 | 151.2421 | 7.9351 | 17.5198 | 3.9853 | 1.0151 | 21.6255 | 0 | 0 | 0 | 0 | 0.0078631 | 0.0012764 | 0.022 | 0.022
TL | FK.2024.TL | FK | FK..TL | HKIC | 0.5 | 0 | 0 | 0 | 0 | 1996.2262 | 0 | -2.4497 | 2024.5394 | -0.00036512 | 0 | 0 | 17.5 | 139.5773 | 7.6179 | 17.5206 | 2.7492 | 0.633 | 21.6619 | 0 | 0 | 0 | 0 | 0.0075538 | 0.0010601 | 0.022 | 0.022
TL | FK.2025.TL | FK | FK..TL | HKIC | 0.5 | 0 | 0 | 0 | 0 | 1996.9762 | 0 | -2.45 | 2025.2894 | -0.00036512 | 0 | 0 | 17.5 | 128.3884 | 7.3007 | 17.5215 | 2.0864 | 0.2509 | 21.7126 | 0 | 0 | 0 | 0 | 0.0072447 | 0.00092354 | 0.022 | 0.022
TL | FK.2026.TL | FK | FK..TL | HKIC | 0.5 | 0 | 0 | 0 | 0 | 1997.7262 | 0 | -2.4503 | 2026.0394 | -0.00036512 | 0 | 0 | 17.5 | 117.6752 | 6.9835 | 17.5225 | 1.9966 | -0.1312 | 21.7725 | 0 | 0 | 0 | 0 | 0.0069358 | 0.00090344 | 0.022 | 0.022
TL | FK.2026.TL | FK | FK..TL | HKIC | 0.5 | 0 | 0 | 0 | 0 | 1998.4762 | 0 | -2.4505 | 2026.7894 | -0.00036512 | 0 | 0 | 17.5 | 107.4379 | 6.6663 | 17.5235 | 2.4801 | -0.5133 | 21.8272 | 0 | 0 | 0 | 0 | 0.0066273 | 0.0010069 | 0.022 | 0.022
TL | FK.2027.TL | FK | FK..TL | HKIC | 0.5 | 0 | 0 | 0 | 0 | 1999.2262 | 0 | -2.4508 | 2027.5394 | -0.00036512 | 0 | 0 | 17.5 | 97.6763 | 6.3491 | 17.5247 | 3.5366 | -0.8954 | 21.8679 | 0 | 0 | 0 | 0 | 0.006319 | 0.0012024 | 0.022 | 0.022
TL | QF.2028.TL | QF | QF.1.TL | QUAD | 0.5 | -0.1438 | 0 | 0 | 0 | 2000.0512 | 0 | -2.4511 | 2028.3644 | -0.00036512 | 0 | 0 | 17.5 | 94.083 | -7.2128 | 17.5261 | 5.0147 | -0.5829 | 21.8986 | 0 | 0 | 0 | 0 | 0.0062017 | 0.0014318 | 0.022 | 0.022
TL | BPM.2028.TL | BPM | _ | MONI | 0 | 0 | 0 | 0 | 0 | 2000.4012 | 0 | -2.4513 | 2028.7144 | -0.00036512 | 0 | 0 | 17.5 | 95.5312 | -7.2692 | 17.5263 | 5.134 | -0.6096 | 21.9018 | 0 | 0 | 0 | 0 | 0.0062493 | 0.0014487 | 0.022 | 0.022
TL | CYF.2028.TL | CYF | _ | VKIC | 0.1 | 0 | 0 | 0 | 0 | 2000.5512 | 0 | -2.4513 | 2028.8644 | -0.00036512 | 0 | 0 | 17.5 | 98.4614 | -7.3819 | 17.5266 | 5.3885 | -0.663 | 21.9078 | 0 | 0 | 0 | 0 | 0.0063444 | 0.0014842 | 0.022 | 0.022
TL | QF.2038.TL | QF | QF.2.TL | QUAD | 0.5 | 0.1438 | 0 | 0 | 0 | 2010.0512 | 0 | -2.4548 | 2038.3644 | -0.00036512 | 0 | 0 | 17.5 | 274.3015 | 27.5749 | 17.5357 | 46.5039 | -9.7849 | 22.0172 | 0 | 0 | 0 | 0 | 0.010589 | 0.0043601 | 0.022 | 0.022
TL | STARTT1.2038.TL | STARTT1 | _ | MARK | 0 | 0 | 0 | 0 | 0 | 2010.5512 | 0 | -2.455 | 2038.8644 | -0.00036512 | 0 | 0 | 17.5 | 260.6875 | 26.881 | 17.5358 | 51.5263 | -10.3049 | 22.018 | 0 | 0 | 0 | 0 | 0.010323 | 0.0045895 | #N/A | #N/A
TL | BPM.2039.TL | BPM | _ | MONI | 0 | 0 | 0 | 0 | 0 | 2011.6512 | 0 | -2.4554 | 2039.9644 | -0.00036512 | 0 | 0 | 17.5 | 204.9079 | 23.8277 | 17.5366 | 76.7143 | -12.5933 | 22.0208 | 0 | 0 | 0 | 0 | 0.0091524 | 0.0056001 | 0.022 | 0.022
TL | CXF.2040.TL | CXF | _ | HKIC | 0.1 | 0 | 0 | 0 | 0 | 2011.8012 | 0 | -2.4554 | 2040.1144 | -0.00036512 | 0 | 0 | 17.5 | 195.4879 | 23.2726 | 17.5367 | 81.8349 | -13.0094 | 22.0212 | 0 | 0 | 0 | 0 | 0.0089395 | 0.005784 | 0.022 | 0.022
TL | QF.2048.TL | QF | QF.1.TL | QUAD | 0.5 | -0.1438 | 0 | 0 | 0 | 2020.0512 | 0 | -2.4584 | 2048.3644 | -0.00036512 | 0 | 0 | 17.5 | 0.3955 | -0.2052 | 17.8035 | 419.3233 | 31.1922 | 22.0282 | 0 | 0 | 0 | 0 | 0.0004021 | 0.013093 | 0.022 | 0.022
TL | BPM.2048.TL | BPM | _ | MONI | 0 | 0 | 0 | 0 | 0 | 2020.4012 | 0 | -2.4586 | 2048.7144 | -0.00036512 | 0 | 0 | 17.5 | 0.4629 | -0.4687 | 17.8411 | 413.108 | 30.96 | 22.0282 | 0 | 0 | 0 | 0 | 0.00043501 | 0.012995 | 0.022 | 0.022
TL | CYF.2048.TL | CYF | _ | VKIC | 0.1 | 0 | 0 | 0 | 0 | 2020.5512 | 0 | -2.4586 | 2048.8644 | -0.00036512 | 0 | 0 | 17.5 | 0.7557 | -0.9957 | 17.896 | 400.817 | 30.4954 | 22.0283 | 0 | 0 | 0 | 0 | 0.00055581 | 0.012801 | 0.022 | 0.022
TL | CXF.2057.TL | CXF | _ | HKIC | 0.1 | 0 | 0 | 0 | 0 | 2029.5512 | 0 | -2.4619 | 2057.8644 | -0.00036512 | 0 | 0 | 17.5 | 232.1217 | -24.7116 | 18.0149 | 40.0367 | 9.5913 | 22.0396 | 0 | 0 | 0 | 0 | 0.0097412 | 0.0040456 | 0.022 | 0.022
TL | BPM.2058.TL | BPM | _ | MONI | 0 | 0 | 0 | 0 | 0 | 2029.7012 | 0 | -2.4619 | 2058.0144 | -0.00036512 | 0 | 0 | 17.5 | 237.0904 | -24.9751 | 18.0149 | 38.1416 | 9.359 | 22.04 | 0 | 0 | 0 | 0 | 0.0098449 | 0.0039487 | 0.022 | 0.022
TL | QF.2058.TL | QF | QF.2.TL | QUAD | 0.5 | 0.1438 | 0 | 0 | 0 | 2030.0512 | 0 | -2.4621 | 2058.3644 | -0.00036512 | 0 | 0 | 17.5 | 249.801 | 10.2307 | 18.0153 | 29.9905 | 3.779 | 22.0429 | 0 | 0 | 0 | 0 | 0.010105 | 0.0035014 | 0.022 | 0.022
TL | START20.2058.TL | START20 | _ | MARK | 0 | 0 | 0 | 0 | 0 | 2030.5512 | 0 | -2.4623 | 2058.8644 | -0.00036512 | 0 | 0 | 17.5 | 244.7121 | 10.1249 | 18.0155 | 28.1329 | 3.6516 | 22.0442 | 0 | 0 | 0 | 0 | 0.010002 | 0.0033913 | #N/A | #N/A
TL | STARTT2.2058.TL | STARTT2 | _ | MARK | 0 | 0 | 0 | 0 | 0 | 2030.5512 | 0 | -2.4623 | 2058.8644 | -0.00036512 | 0 | 0 | 17.5 | 244.7121 | 10.1249 | 18.0155 | 28.1329 | 3.6516 | 22.0442 | 0 | 0 | 0 | 0 | 0.010002 | 0.0033913 | #N/A | #N/A
TL | END.2058.TL | END | _ | MARK | 0 | 0 | 0 | 0 | 0 | 2030.5512 | 0 | -2.4623 | 2058.8644 | -0.00036512 | 0 | 0 | 17.5 | 244.7121 | 10.1249 | 18.0155 | 28.1329 | 3.6516 | 22.0442 | 0 | 0 | 0 | 0 | 0.010002 | 0.0033913 | #N/A | #N/A
T2 | START.2058.T2 | START | _ | MARK | 0 | 0 | 0 | 0 | 0 | 2030.5512 | 0 | -2.4623 | 2058.8644 | -0.00036512 | 0 | 0 | 17.5 | 244.7121 | 10.1249 | 18.0155 | 28.1329 | 3.6516 | 22.0442 | 0 | 0 | 0 | 0 | 0.010002 | 0.0033913 | #N/A | #N/A
T2 | MP4.2059.T2 | MP4 | _ | MARK | 0 | 0 | 0 | 0 | 0 | 2031.5512 | 0 | -2.4626 | 2059.8644 | -0.00036512 | 0 | 0 | 17.5 | 224.8853 | 9.7019 | 18.0162 | 21.3391 | 3.1421 | 22.0507 | 0 | 0 | 0 | 0 | 0.0095882 | 0.0029535 | #N/A | #N/A
T2 | QF.2068.T2 | QF | QF.1.T2 | QUAD | 0.5 | -0.1438 | 0 | 0 | 0 | 2040.0512 | 0 | -2.4657 | 2068.3644 | -0.00036512 | 0 | 0 | 17.5 | 94.083 | -7.2123 | 18.0261 | 5.0166 | -0.5831 | 22.3987 | 0 | 0 | 0 | 0 | 0.0062017 | 0.0014321 | 0.022 | 0.022
T2 | BPM.2068.T2 | BPM | _ | MONI | 0 | 0 | 0 | 0 | 0 | 2040.4012 | 0 | -2.4659 | 2068.7144 | -0.00036512 | 0 | 0 | 17.5 | 95.5311 | -7.2687 | 18.0263 | 5.1359 | -0.6098 | 22.4018 | 0 | 0 | 0 | 0 | 0.0062492 | 0.001449 | 0.022 | 0.022
T2 | CYF.2068.T2 | CYF | _ | VKIC | 0.1 | 0 | 0 | 0 | 0 | 2040.5512 | 0 | -2.4659 | 2068.8644 | -0.00036512 | 0 | 0 | 17.5 | 98.4611 | -7.3814 | 18.0266 | 5.3905 | -0.6633 | 22.4079 | 0 | 0 | 0 | 0 | 0.0063444 | 0.0014845 | 0.022 | 0.022
T2 | QF.2078.T2 | QF | QF.2.T2 | QUAD | 0.5 | 0.1438 | 0 | 0 | 0 | 2050.0512 | 0 | -2.4694 | 2078.3644 | -0.00036512 | 0 | 0 | 17.5 | 274.2858 | 27.5738 | 18.0357 | 46.5061 | -9.7849 | 22.5172 | 0 | 0 | 0 | 0 | 0.010589 | 0.0043602 | 0.022 | 0.022
T2 | BPM.2078.T2 | BPM | _ | MONI | 0 | 0 | 0 | 0 | 0 | 2050.4012 | 0 | -2.4695 | 2078.7144 | -0.00036512 | 0 | 0 | 17.5 | 268.7988 | 27.2962 | 18.0357 | 48.4839 | -9.993 | 22.5175 | 0 | 0 | 0 | 0 | 0.010483 | 0.004452 | 0.022 | 0.022
T2 | CXF.2078.T2 | CXF | _ | HKIC | 0.1 | 0 | 0 | 0 | 0 | 2050.5512 | 0 | -2.4696 | 2078.8644 | -0.00036512 | 0 | 0 | 17.5 | 257.9914 | 26.7411 | 18.0358 | 52.5643 | -10.409 | 22.5181 | 0 | 0 | 0 | 0 | 0.01027 | 0.0046355 | 0.022 | 0.022
T2 | BSEC.2080.T2 | BSEC | _ | BSEC | 2 | 0 | 0 | 0 | 0 | 2051.8012 | 0 | -2.47 | 2080.1144 | -0.00036512 | 0 | 0 | 17.5 | 153.7645 | 20.6347 | 18.0376 | 108.4325 | -14.9856 | 22.5228 | 0 | 0 | 0 | 0 | 0.0079284 | 0.0066579 | 0.017 | 0.017
T2 | QF.2088.T2 | QF | QF.1.T2 | QUAD | 0.5 | -0.1438 | 0 | 0 | 0 | 2060.0512 | 0 | -2.473 | 2088.3644 | -0.00036512 | 0 | 0 | 17.5 | 0.3955 | -0.2057 | 18.3036 | 419.3214 | 31.1925 | 22.5282 | 0 | 0 | 0 | 0 | 0.0004021 | 0.013093 | 0.022 | 0.022
T2 | BPM.2088.T2 | BPM | _ | MONI | 0 | 0 | 0 | 0 | 0 | 2060.4012 | 0 | -2.4732 | 2088.7144 | -0.00036512 | 0 | 0 | 17.5 | 0.463 | -0.4692 | 18.3411 | 413.1061 | 30.9602 | 22.5282 | 0 | 0 | 0 | 0 | 0.00043506 | 0.012995 | 0.022 | 0.022
T2 | CYF.2088.T2 | CYF | _ | VKIC | 0.1 | 0 | 0 | 0 | 0 | 2060.5512 | 0 | -2.4732 | 2088.8644 | -0.00036512 | 0 | 0 | 17.5 | 0.7561 | -0.9962 | 18.396 | 400.8149 | 30.4957 | 22.5283 | 0 | 0 | 0 | 0 | 0.00055596 | 0.012801 | 0.022 | 0.022
T2 | QF.2098.T2 | QF | QF.2.T2 | QUAD | 0.5 | 0.1438 | 0 | 0 | 0 | 2070.0512 | 0 | -2.4767 | 2098.3644 | -0.00036512 | 0 | 0 | 17.5 | 249.8166 | 10.2318 | 18.5153 | 29.9883 | 3.7791 | 22.5429 | 0 | 0 | 0 | 0 | 0.010106 | 0.0035013 | 0.022 | 0.022
T2 | BPM.2098.T2 | BPM | _ | MONI | 0 | 0 | 0 | 0 | 0 | 2070.4012 | 0 | -2.4768 | 2098.7144 | -0.00036512 | 0 | 0 | 17.5 | 247.7745 | 10.1895 | 18.5154 | 29.2376 | 3.7282 | 22.5434 | 0 | 0 | 0 | 0 | 0.010064 | 0.0034572 | 0.022 | 0.022
T2 | CXF.2098.T2 | CXF | _ | HKIC | 0.1 | 0 | 0 | 0 | 0 | 2070.5512 | 0 | -2.4769 | 2098.8644 | -0.00036512 | 0 | 0 | 17.5 | 243.7157 | 10.1048 | 18.5155 | 27.7667 | 3.6262 | 22.5445 | 0 | 0 | 0 | 0 | 0.0099815 | 0.0033691 | 0.022 | 0.022
T2 | QF.2108.T2 | QF | QF.1.T2 | QUAD | 0.5 | -0.1438 | 0 | 0 | 0 | 2080.0512 | 0 | -2.4803 | 2108.3644 | -0.00036512 | 0 | 0 | 17.5 | 94.0829 | -7.2119 | 18.5261 | 5.0185 | -0.5834 | 22.8987 | 0 | 0 | 0 | 0 | 0.0062017 | 0.0014323 | 0.022 | 0.022
T2 | BPM.2108.T2 | BPM | _ | MONI | 0 | 0 | 0 | 0 | 0 | 2080.4012 | 0 | -2.4805 | 2108.7144 | -0.00036512 | 0 | 0 | 17.5 | 95.5309 | -7.2682 | 18.5263 | 5.1379 | -0.6101 | 22.9018 | 0 | 0 | 0 | 0 | 0.0062492 | 0.0014493 | 0.022 | 0.022
T2 | CYF.2108.T2 | CYF | _ | VKIC | 0.1 | 0 | 0 | 0 | 0 | 2080.5512 | 0 | -2.4805 | 2108.8644 | -0.00036512 | 0 | 0 | 17.5 | 98.4607 | -7.3809 | 18.5266 | 5.3926 | -0.6635 | 22.9079 | 0 | 0 | 0 | 0 | 0.0063443 | 0.0014848 | 0.022 | 0.022
T2 | QF.2118.T2 | QF | QF.2.T2 | QUAD | 0.5 | 0.1438 | 0 | 0 | 0 | 2090.0512 | 0 | -2.484 | 2118.3644 | -0.00036512 | 0 | 0 | 17.5 | 274.2702 | 27.5727 | 18.5357 | 46.5083 | -9.785 | 23.0172 | 0 | 0 | 0 | 0 | 0.010589 | 0.0043603 | 0.022 | 0.022
T2 | BPM.2118.T2 | BPM | _ | MONI | 0 | 0 | 0 | 0 | 0 | 2090.4012 | 0 | -2.4841 | 2118.7144 | -0.00036512 | 0 | 0 | 17.5 | 268.7834 | 27.2951 | 18.5357 | 48.4861 | -9.9931 | 23.0175 | 0 | 0 | 0 | 0 | 0.010482 | 0.0044521 | 0.022 | 0.022
T2 | CXF.2118.T2 | CXF | _ | HKIC | 0.1 | 0 | 0 | 0 | 0 | 2090.5512 | 0 | -2.4842 | 2118.8644 | -0.00036512 | 0 | 0 | 17.5 | 257.9764 | 26.74 | 18.5358 | 52.5665 | -10.4091 | 23.0181 | 0 | 0 | 0 | 0 | 0.010269 | 0.0046356 | 0.022 | 0.022
T2 | QF.2128.T2 | QF | QF.1.T2 | QUAD | 0.5 | -0.1438 | 0 | 0 | 0 | 2100.0512 | 0 | -2.4876 | 2128.3644 | -0.00036512 | 0 | 0 | 17.5 | 0.3956 | -0.2061 | 18.8037 | 419.3195 | 31.1927 | 23.0282 | 0 | 0 | 0 | 0 | 0.00040215 | 0.013093 | 0.022 | 0.022
T2 | BPM.2128.T2 | BPM | _ | MONI | 0 | 0 | 0 | 0 | 0 | 2100.4012 | 0 | -2.4878 | 2128.7144 | -0.00036512 | 0 | 0 | 17.5 | 0.4632 | -0.4697 | 18.8412 | 413.1041 | 30.9604 | 23.0282 | 0 | 0 | 0 | 0 | 0.00043515 | 0.012995 | 0.022 | 0.022
T2 | CYF.2128.T2 | CYF | _ | VKIC | 0.1 | 0 | 0 | 0 | 0 | 2100.5512 | 0 | -2.4878 | 2128.8644 | -0.00036512 | 0 | 0 | 17.5 | 0.7565 | -0.9967 | 18.8961 | 400.8129 | 30.4959 | 23.0283 | 0 | 0 | 0 | 0 | 0.00055611 | 0.0128 | 0.022 | 0.022
T2 | QF.2138.T2 | QF | QF.6.T2 | QUAD | 0.5 | 0.1788 | 0 | 0 | 0 | 2110.0512 | 0 | -2.4913 | 2138.3644 | -0.00036512 | 0 | 0 | 17.5 | 245.5386 | 18.6534 | 19.0153 | 30.5483 | 2.6942 | 23.0429 | 0 | 0 | 0 | 0 | 0.010019 | 0.0035339 | 0.022 | 0.022
T2 | BPM.2138.T2 | BPM | _ | MONI | 0 | 0 | 0 | 0 | 0 | 2110.4012 | 0 | -2.4914 | 2138.7144 | -0.00036512 | 0 | 0 | 17.5 | 241.8221 | 18.5113 | 19.0154 | 30.0121 | 2.6672 | 23.0434 | 0 | 0 | 0 | 0 | 0.0099427 | 0.0035027 | 0.022 | 0.022
T2 | CXF.2138.T2 | CXF | _ | HKIC | 0.1 | 0 | 0 | 0 | 0 | 2110.5512 | 0 | -2.4915 | 2138.8644 | -0.00036512 | 0 | 0 | 17.5 | 234.4745 | 18.227 | 19.0155 | 28.9561 | 2.6131 | 23.0445 | 0 | 0 | 0 | 0 | 0.0097905 | 0.0034405 | 0.022 | 0.022
T2 | QF.2148.T2 | QF | QF.7.T2 | QUAD | 0.5 | -0.1241 | 0 | 0 | 0 | 2120.0512 | 0 | -2.4949 | 2148.3644 | -0.00036512 | 0 | 0 | 17.5 | 15.6059 | 2.5588 | 19.0419 | 3.4747 | 0.4281 | 23.2382 | 0 | 0 | 0 | 0 | 0.0025258 | 0.0011918 | 0.022 | 0.022
T2 | BPM.2148.T2 | BPM | _ | MONI | 0 | 0 | 0 | 0 | 0 | 2120.4012 | 0 | -2.4951 | 2148.7144 | -0.00036512 | 0 | 0 | 17.5 | 15.099 | 2.5105 | 19.043 | 3.3924 | 0.3941 | 23.2429 | 0 | 0 | 0 | 0 | 0.0024844 | 0.0011776 | 0.022 | 0.022
T2 | CYF.2148.T2 | CYF | _ | VKIC | 0.1 | 0 | 0 | 0 | 0 | 2120.5512 | 0 | -2.4951 | 2148.8644 | -0.00036512 | 0 | 0 | 17.5 | 14.1141 | 2.4138 | 19.0452 | 3.2484 | 0.326 | 23.2525 | 0 | 0 | 0 | 0 | 0.002402 | 0.0011524 | 0.022 | 0.022
T2 | QF.2158.T2 | QF | QF.8.T2 | QUAD | 0.5 | 0.1376 | 0 | 0 | 0 | 2130.0512 | 0 | -2.4986 | 2158.3644 | -0.00036512 | 0 | 0 | 17.5 | 11.9831 | -0.595 | 19.417 | 30.9356 | -7.1366 | 23.501 | 0 | 0 | 0 | 0 | 0.0022133 | 0.0035562 | 0.022 | 0.022
T2 | BPM.2158.T2 | BPM | _ | MONI | 0 | 0 | 0 | 0 | 0 | 2130.4012 | 0 | -2.4987 | 2158.7144 | -0.00036512 | 0 | 0 | 17.5 | 12.1032 | -0.6063 | 19.4183 | 32.3797 | -7.3045 | 23.5015 | 0 | 0 | 0 | 0 | 0.0022244 | 0.0036382 | 0.022 | 0.022
T2 | CXF.2158.T2 | CXF | _ | HKIC | 0.1 | 0 | 0 | 0 | 0 | 2130.5512 | 0 | -2.4988 | 2158.8644 | -0.00036512 | 0 | 0 | 17.5 | 12.3503 | -0.6289 | 19.4209 | 35.3687 | -7.6402 | 23.5024 | 0 | 0 | 0 | 0 | 0.002247 | 0.0038025 | 0.022 | 0.022
T2 | CXA.2164.T2 | CXA | _ | HKIC | 0.055 | 0 | 0 | 0 | 0 | 2136.3304 | 0 | -2.5009 | 2164.6436 | -0.00036512 | 0 | 0 | 17.5 | 23.3354 | -1.2794 | 19.4759 | 178.9642 | -17.3039 | 23.514 | 0 | 0 | 0 | 0 | 0.0030886 | 0.0085534 | 0.007 | 0.007
T2 | QA.2164.T2 | QA | QA.1.T2 | QUAD | 0.1 | -0.0774 | 0 | 0 | 0 | 2136.5629 | 0 | -2.501 | 2164.8761 | -0.00036512 | 0 | 0 | 17.5 | 24.1808 | -3.1751 | 19.4777 | 186.4567 | -3.2621 | 23.5142 | 0 | 0 | 0 | 0 | 0.0031441 | 0.0087306 | 0.007 | 0.007
T2 | BPM.2164.T2 | BPM | _ | MONI | 0 | 0 | 0 | 0 | 0 | 2136.6129 | 0 | -2.501 | 2164.9261 | -0.00036512 | 0 | 0 | 17.5 | 24.1808 | -3.1751 | 19.4777 | 186.4567 | -3.2621 | 23.5142 | 0 | 0 | 0 | 0 | 0.0031441 | 0.0087306 | 0.022 | 0.022
T2 | CYA.2165.T2 | CYA | _ | VKIC | 0.055 | 0 | 0 | 0 | 0 | 2136.7904 | 0 | -2.501 | 2165.1036 | -0.00036512 | 0 | 0 | 17.5 | 25.5018 | -3.269 | 19.479 | 187.7968 | -3.2749 | 23.5143 | 0 | 0 | 0 | 0 | 0.0032288 | 0.0087619 | 0.007 | 0.007
T2 | CXA.2170.T2 | CXA | _ | HKIC | 0.055 | 0 | 0 | 0 | 0 | 2142.4304 | 0 | -2.5031 | 2170.7436 | -0.00036512 | 0 | 0 | 17.5 | 76.9532 | -5.8536 | 19.4993 | 226.7235 | -3.627 | 23.5187 | 0 | 0 | 0 | 0 | 0.0056088 | 0.0096273 | 0.007 | 0.007
T2 | QA.2170.T2 | QA | QA.2.T2 | QUAD | 0.1 | 0.0413 | 0 | 0 | 0 | 2142.6629 | 0 | -2.5032 | 2170.9761 | -0.00036512 | 0 | 0 | 17.5 | 79.6404 | -2.6786 | 19.4998 | 229.5211 | -13.1039 | 23.5189 | 0 | 0 | 0 | 0 | 0.0057059 | 0.0096865 | 0.007 | 0.007
T2 | BPM.2171.T2 | BPM | _ | MONI | 0 | 0 | 0 | 0 | 0 | 2142.7129 | 0 | -2.5032 | 2171.0261 | -0.00036512 | 0 | 0 | 17.5 | 79.6404 | -2.6786 | 19.4998 | 229.5211 | -13.1039 | 23.5189 | 0 | 0 | 0 | 0 | 0.0057059 | 0.0096865 | 0.022 | 0.022
T2 | CYA.2171.T2 | CYA | _ | VKIC | 0.055 | 0 | 0 | 0 | 0 | 2142.8904 | 0 | -2.5033 | 2171.2036 | -0.00036512 | 0 | 0 | 17.5 | 80.7429 | -2.6997 | 19.5002 | 234.9253 | -13.2581 | 23.519 | 0 | 0 | 0 | 0 | 0.0057452 | 0.0097999 | 0.007 | 0.007
T2 | END.2171.T2 | END | _ | MARK | 0 | 0 | 0 | 0 | 0 | 2143.0779 | 0 | -2.5033 | 2171.3911 | -0.00036512 | 0 | 0 | 17.5 | 81.6094 | -2.7161 | 19.5005 | 239.1872 | -13.3785 | 23.5191 | 0 | 0 | 0 | 0 | 0.005776 | 0.0098884 | #N/A | #N/A
SA1 | START.2171.SA1 | START | _ | MARK | 0 | 0 | 0 | 0 | 0 | 2143.0779 | 0 | -2.5033 | 2171.3911 | -0.00036512 | 0 | 0 | 17.5 | 81.6094 | -2.7161 | 19.5005 | 239.1872 | -13.3785 | 23.5191 | 0 | 0 | 0 | 0 | 0.005776 | 0.0098884 | #N/A | #N/A
SA1 | UNDU.2173.SA1 | UNDU | _ | UNDULATO | 5 | 0 | 0 | 0 | 0 | 2145.5779 | 0 | -2.5043 | 2173.8911 | -0.00036512 | 0 | 0 | 17.5 | 111.3368 | -3.2294 | 19.5089 | 391.7848 | -17.141 | 23.5217 | 0 | 0 | 0 | 0 | 0.0067464 | 0.012655 | 0.003 | 0.003
SA1 | BPS.2176.SA1 | BPS | _ | PHASESHI | 0.215 | 0 | 0 | 0 | 0 | 2148.3454 | 0 | -2.5053 | 2176.6586 | -0.00036512 | 0 | 0 | 17.5 | 113.7733 | -3.2679 | 19.5094 | 404.7464 | -17.4232 | 23.5219 | 0 | 0 | 0 | 0 | 0.0068199 | 0.012863 | 0.003 | 0.003
SA1 | CXA.2176.SA1 | CXA | _ | HKIC | 0.055 | 0 | 0 | 0 | 0 | 2148.5304 | 0 | -2.5053 | 2176.8436 | -0.00036512 | 0 | 0 | 17.5 | 114.4607 | -3.2786 | 19.5096 | 408.4135 | -17.5022 | 23.5219 | 0 | 0 | 0 | 0 | 0.0068404 | 0.012921 | 0.007 | 0.007
SA1 | QA.2177.SA1 | QA | QA.1.SA1 | QUAD | 0.1 | -0.0639 | 0 | 0 | 0 | 2148.7629 | 0 | -2.5054 | 2177.0761 | -0.00036512 | 0 | 0 | 17.5 | 116.8812 | -10.7526 | 19.5099 | 414.7364 | 8.8461 | 23.522 | 0 | 0 | 0 | 0 | 0.0069124 | 0.013021 | 0.007 | 0.007
SA1 | BPM.2177.SA1 | BPM | _ | MONI | 0 | 0 | 0 | 0 | 0 | 2148.8129 | 0 | -2.5054 | 2177.1261 | -0.00036512 | 0 | 0 | 17.5 | 116.8812 | -10.7526 | 19.5099 | 414.7364 | 8.8461 | 23.522 | 0 | 0 | 0 | 0 | 0.0069124 | 0.013021 | 0.022 | 0.022
SA1 | CYA.2177.SA1 | CYA | _ | VKIC | 0.055 | 0 | 0 | 0 | 0 | 2148.9904 | 0 | -2.5055 | 2177.3036 | -0.00036512 | 0 | 0 | 17.5 | 121.3318 | -10.9572 | 19.5102 | 411.1176 | 8.807 | 23.5221 | 0 | 0 | 0 | 0 | 0.0070428 | 0.012964 | 0.007 | 0.007
SA1 | UNDU.2179.SA1 | UNDU | _ | UNDULATO | 5 | 0 | 0 | 0 | 0 | 2151.6779 | 0 | -2.5065 | 2179.9911 | -0.00036512 | 0 | 0 | 17.5 | 260.9757 | -16.1056 | 19.5148 | 325.3178 | 7.8209 | 23.5243 | 0 | 0 | 0 | 0 | 0.010329 | 0.011532 | 0.003 | 0.003
SA1 | BPS.2182.SA1 | BPS | _ | PHASESHI | 0.215 | 0 | 0 | 0 | 0 | 2154.4454 | 0 | -2.5075 | 2182.7586 | -0.00036512 | 0 | 0 | 17.5 | 273.1952 | -16.4798 | 19.515 | 319.479 | 7.7492 | 23.5245 | 0 | 0 | 0 | 0 | 0.010568 | 0.011428 | 0.003 | 0.003
SA1 | CXA.2182.SA1 | CXA | _ | HKIC | 0.055 | 0 | 0 | 0 | 0 | 2154.6304 | 0 | -2.5076 | 2182.9436 | -0.00036512 | 0 | 0 | 17.5 | 276.6669 | -16.5845 | 19.5151 | 317.8538 | 7.7292 | 23.5246 | 0 | 0 | 0 | 0 | 0.010635 | 0.011399 | 0.007 | 0.007
SA1 | QA.2183.SA1 | QA | QA.2.SA1 | QUAD | 0.1 | 0.0639 | 0 | 0 | 0 | 2154.8629 | 0 | -2.5076 | 2183.1761 | -0.00036512 | 0 | 0 | 17.5 | 283.3798 | 1.2952 | 19.5152 | 315.9365 | -12.4514 | 23.5247 | 0 | 0 | 0 | 0 | 0.010763 | 0.011365 | 0.007 | 0.007
SA1 | BPM.2183.SA1 | BPM | _ | MONI | 0 | 0 | 0 | 0 | 0 | 2154.9129 | 0 | -2.5077 | 2183.2261 | -0.00036512 | 0 | 0 | 17.5 | 283.3798 | 1.2952 | 19.5152 | 315.9365 | -12.4514 | 23.5247 | 0 | 0 | 0 | 0 | 0.010763 | 0.011365 | 0.022 | 0.022
SA1 | CYA.2183.SA1 | CYA | _ | VKIC | 0.055 | 0 | 0 | 0 | 0 | 2155.0904 | 0 | -2.5077 | 2183.4036 | -0.00036512 | 0 | 0 | 17.5 | 282.8491 | 1.2933 | 19.5153 | 321.0624 | -12.5527 | 23.5248 | 0 | 0 | 0 | 0 | 0.010753 | 0.011456 | 0.007 | 0.007
SA1 | UNDU.2186.SA1 | UNDU | _ | UNDULATO | 5 | 0 | 0 | 0 | 0 | 2157.7779 | 0 | -2.5087 | 2186.0911 | -0.00036512 | 0 | 0 | 17.5 | 269.7538 | 1.2445 | 19.5183 | 463.7563 | -15.1012 | 23.5269 | 0 | 0 | 0 | 0 | 0.010501 | 0.013769 | 0.003 | 0.003
SA1 | BPS.2188.SA1 | BPS | _ | PHASESHI | 0.215 | 0 | 0 | 0 | 0 | 2160.5454 | 0 | -2.5097 | 2188.8586 | -0.00036512 | 0 | 0 | 17.5 | 268.8217 | 1.241 | 19.5185 | 475.1516 | -15.2864 | 23.5271 | 0 | 0 | 0 | 0 | 0.010483 | 0.013937 | 0.003 | 0.003
SA1 | CXA.2189.SA1 | CXA | _ | HKIC | 0.055 | 0 | 0 | 0 | 0 | 2160.7304 | 0 | -2.5098 | 2189.0436 | -0.00036512 | 0 | 0 | 17.5 | 268.5612 | 1.24 | 19.5186 | 478.3672 | -15.3382 | 23.5271 | 0 | 0 | 0 | 0 | 0.010478 | 0.013984 | 0.007 | 0.007
SA1 | QA.2189.SA1 | QA | QA.1.SA1 | QUAD | 0.1 | -0.0639 | 0 | 0 | 0 | 2160.9629 | 0 | -2.5099 | 2189.2761 | -0.00036512 | 0 | 0 | 17.5 | 269.6445 | -15.9445 | 19.5187 | 483.1301 | 15.4528 | 23.5272 | 0 | 0 | 0 | 0 | 0.010499 | 0.014054 | 0.007 | 0.007
SA1 | BPM.2189.SA1 | BPM | _ | MONI | 0 | 0 | 0 | 0 | 0 | 2161.0129 | 0 | -2.5099 | 2189.3261 | -0.00036512 | 0 | 0 | 17.5 | 269.6445 | -15.9445 | 19.5187 | 483.1301 | 15.4528 | 23.5272 | 0 | 0 | 0 | 0 | 0.010499 | 0.014054 | 0.022 | 0.022
SA1 | CYA.2189.SA1 | CYA | _ | VKIC | 0.055 | 0 | 0 | 0 | 0 | 2161.1904 | 0 | -2.51 | 2189.5036 | -0.00036512 | 0 | 0 | 17.5 | 276.2216 | -16.1386 | 19.5189 | 476.8153 | 15.3511 | 23.5272 | 0 | 0 | 0 | 0 | 0.010626 | 0.013961 | 0.007 | 0.007
SA1 | UNDU.2192.SA1 | UNDU | _ | UNDULATO | 5 | 0 | 0 | 0 | 0 | 2163.8779 | 0 | -2.5109 | 2192.1911 | -0.00036512 | 0 | 0 | 17.5 | 467.9737 | -21.0227 | 19.5212 | 331.6074 | 12.79 | 23.5293 | 0 | 0 | 0 | 0 | 0.013831 | 0.011643 | 0.003 | 0.003
SA1 | BPS.2194.SA1 | BPS | _ | PHASESHI | 0.215 | 0 | 0 | 0 | 0 | 2166.6454 | 0 | -2.512 | 2194.9586 | -0.00036512 | 0 | 0 | 17.5 | 483.8739 | -21.3776 | 19.5213 | 322.0847 | 12.6039 | 23.5295 | 0 | 0 | 0 | 0 | 0.014064 | 0.011475 | 0.003 | 0.003
SA1 | CXA.2195.SA1 | CXA | _ | HKIC | 0.055 | 0 | 0 | 0 | 0 | 2166.8304 | 0 | -2.512 | 2195.1436 | -0.00036512 | 0 | 0 | 17.5 | 488.3736 | -21.477 | 19.5213 | 319.4433 | 12.5518 | 23.5295 | 0 | 0 | 0 | 0 | 0.01413 | 0.011428 | 0.007 | 0.007
SA1 | QA.2195.SA1 | QA | QA.2.SA1 | QUAD | 0.1 | 0.0639 | 0 | 0 | 0 | 2167.0629 | 0 | -2.5121 | 2195.3761 | -0.00036512 | 0 | 0 | 17.5 | 496.2155 | 10.0359 | 19.5214 | 315.0829 | -7.6522 | 23.5297 | 0 | 0 | 0 | 0 | 0.014243 | 0.011349 | 0.007 | 0.007
SA1 | BPM.2195.SA1 | BPM | _ | MONI | 0 | 0 | 0 | 0 | 0 | 2167.1129 | 0 | -2.5121 | 2195.4261 | -0.00036512 | 0 | 0 | 17.5 | 496.2155 | 10.0359 | 19.5214 | 315.0829 | -7.6522 | 23.5297 | 0 | 0 | 0 | 0 | 0.014243 | 0.011349 | 0.022 | 0.022
SA1 | CYA.2195.SA1 | CYA | _ | VKIC | 0.055 | 0 | 0 | 0 | 0 | 2167.2904 | 0 | -2.5122 | 2195.6036 | -0.00036512 | 0 | 0 | 17.5 | 492.1094 | 9.9938 | 19.5215 | 318.2283 | -7.691 | 23.5298 | 0 | 0 | 0 | 0 | 0.014184 | 0.011406 | 0.007 | 0.007
SA1 | UNDU.2198.SA1 | UNDU | _ | UNDULATO | 5 | 0 | 0 | 0 | 0 | 2169.9779 | 0 | -2.5132 | 2198.2911 | -0.00036512 | 0 | 0 | 17.5 | 394.431 | 8.9361 | 19.5233 | 402.6317 | -8.6663 | 23.5321 | 0 | 0 | 0 | 0 | 0.012698 | 0.012829 | 0.003 | 0.003
SA1 | BPS.2201.SA1 | BPS | _ | PHASESHI | 0.215 | 0 | 0 | 0 | 0 | 2172.7454 | 0 | -2.5142 | 2201.0586 | -0.00036512 | 0 | 0 | 17.5 | 387.7577 | 8.8592 | 19.5235 | 409.158 | -8.7372 | 23.5322 | 0 | 0 | 0 | 0 | 0.01259 | 0.012933 | 0.003 | 0.003
SA1 | CXA.2201.SA1 | CXA | _ | HKIC | 0.055 | 0 | 0 | 0 | 0 | 2172.9304 | 0 | -2.5142 | 2201.2436 | -0.00036512 | 0 | 0 | 17.5 | 385.8995 | 8.8377 | 19.5235 | 410.9949 | -8.757 | 23.5323 | 0 | 0 | 0 | 0 | 0.01256 | 0.012962 | 0.007 | 0.007
SA1 | QA.2201.SA1 | QA | QA.1.SA1 | QUAD | 0.1 | -0.0639 | 0 | 0 | 0 | 2173.1629 | 0 | -2.5143 | 2201.4761 | -0.00036512 | 0 | 0 | 17.5 | 383.8501 | -15.674 | 19.5236 | 412.8295 | 17.6131 | 23.5324 | 0 | 0 | 0 | 0 | 0.012527 | 0.012991 | 0.007 | 0.007
SA1 | BPM.2201.SA1 | BPM | _ | MONI | 0 | 0 | 0 | 0 | 0 | 2173.2129 | 0 | -2.5143 | 2201.5261 | -0.00036512 | 0 | 0 | 17.5 | 383.8501 | -15.674 | 19.5236 | 412.8295 | 17.6131 | 23.5324 | 0 | 0 | 0 | 0 | 0.012527 | 0.012991 | 0.022 | 0.022
SA1 | CYA.2201.SA1 | CYA | _ | VKIC | 0.055 | 0 | 0 | 0 | 0 | 2173.3904 | 0 | -2.5144 | 2201.7036 | -0.00036512 | 0 | 0 | 17.5 | 390.3035 | -15.8058 | 19.5237 | 405.6399 | 17.4585 | 23.5324 | 0 | 0 | 0 | 0 | 0.012632 | 0.012877 | 0.007 | 0.007
SA1 | UNDU.2204.SA1 | UNDU | _ | UNDULATO | 5 | 0 | 0 | 0 | 0 | 2176.0779 | 0 | -2.5154 | 2204.3911 | -0.00036512 | 0 | 0 | 17.5 | 570.5293 | -19.1217 | 19.5254 | 245.5402 | 13.5685 | 23.535 | 0 | 0 | 0 | 0 | 0.015272 | 0.010019 | 0.003 | 0.003
SA1 | BPS.2207.SA1 | BPS | _ | PHASESHI | 0.215 | 0 | 0 | 0 | 0 | 2178.8454 | 0 | -2.5164 | 2207.1586 | -0.00036512 | 0 | 0 | 17.5 | 584.961 | -19.3627 | 19.5256 | 235.4698 | 13.2858 | 23.5353 | 0 | 0 | 0 | 0 | 0.015464 | 0.0098112 | 0.003 | 0.003
SA1 | CXA.2207.SA1 | CXA | _ | HKIC | 0.055 | 0 | 0 | 0 | 0 | 2179.0304 | 0 | -2.5165 | 2207.3436 | -0.00036512 | 0 | 0 | 17.5 | 589.0342 | -19.4302 | 19.5256 | 232.6881 | 13.2067 | 23.5354 | 0 | 0 | 0 | 0 | 0.015518 | 0.0097531 | 0.007 | 0.007
SA1 | QA.2207.SA1 | QA | QA.2.SA1 | QUAD | 0.1 | 0.0639 | 0 | 0 | 0 | 2179.2629 | 0 | -2.5166 | 2207.5761 | -0.00036512 | 0 | 0 | 17.5 | 595.1769 | 18.4931 | 19.5256 | 227.4535 | -1.4791 | 23.5355 | 0 | 0 | 0 | 0 | 0.015598 | 0.0096428 | 0.007 | 0.007
SA1 | BPM.2207.SA1 | BPM | _ | MONI | 0 | 0 | 0 | 0 | 0 | 2179.3129 | 0 | -2.5166 | 2207.6261 | -0.00036512 | 0 | 0 | 17.5 | 595.1769 | 18.4931 | 19.5256 | 227.4535 | -1.4791 | 23.5355 | 0 | 0 | 0 | 0 | 0.015598 | 0.0096428 | 0.022 | 0.022
SA1 | CYA.2207.SA1 | CYA | _ | VKIC | 0.055 | 0 | 0 | 0 | 0 | 2179.4904 | 0 | -2.5166 | 2207.8036 | -0.00036512 | 0 | 0 | 17.5 | 587.619 | 18.375 | 19.5257 | 228.0605 | -1.4819 | 23.5357 | 0 | 0 | 0 | 0 | 0.015499 | 0.0096556 | 0.007 | 0.007
SA1 | UNDU.2210.SA1 | UNDU | _ | UNDULATO | 5 | 0 | 0 | 0 | 0 | 2182.1779 | 0 | -2.5176 | 2210.4911 | -0.00036512 | 0 | 0 | 17.5 | 413.3333 | 15.4013 | 19.5274 | 243.7271 | -1.5542 | 23.5392 | 0 | 0 | 0 | 0 | 0.012999 | 0.0099818 | 0.003 | 0.003
SA1 | BPS.2213.SA1 | BPS | _ | PHASESHI | 0.215 | 0 | 0 | 0 | 0 | 2184.9454 | 0 | -2.5186 | 2213.2586 | -0.00036512 | 0 | 0 | 17.5 | 401.8633 | 15.1852 | 19.5275 | 244.8948 | -1.5595 | 23.5394 | 0 | 0 | 0 | 0 | 0.012817 | 0.010006 | 0.003 | 0.003
SA1 | CXA.2213.SA1 | CXA | _ | HKIC | 0.055 | 0 | 0 | 0 | 0 | 2185.1304 | 0 | -2.5187 | 2213.4436 | -0.00036512 | 0 | 0 | 17.5 | 398.6808 | 15.1247 | 19.5276 | 245.2224 | -1.561 | 23.5395 | 0 | 0 | 0 | 0 | 0.012766 | 0.010012 | 0.007 | 0.007
SA1 | QA.2213.SA1 | QA | QA.1.SA1 | QUAD | 0.1 | -0.0639 | 0 | 0 | 0 | 2185.3629 | 0 | -2.5188 | 2213.6761 | -0.00036512 | 0 | 0 | 17.5 | 393.5132 | -10.0974 | 19.5277 | 244.4524 | 14.0788 | 23.5396 | 0 | 0 | 0 | 0 | 0.012683 | 0.0099966 | 0.007 | 0.007
SA1 | BPM.2213.SA1 | BPM | _ | MONI | 0 | 0 | 0 | 0 | 0 | 2185.4129 | 0 | -2.5188 | 2213.7261 | -0.00036512 | 0 | 0 | 17.5 | 393.5132 | -10.0974 | 19.5277 | 244.4524 | 14.0788 | 23.5396 | 0 | 0 | 0 | 0 | 0.012683 | 0.0099966 | 0.022 | 0.022
SA1 | CYA.2213.SA1 | CYA | _ | VKIC | 0.055 | 0 | 0 | 0 | 0 | 2185.5904 | 0 | -2.5189 | 2213.9036 | -0.00036512 | 0 | 0 | 17.5 | 397.6641 | -10.151 | 19.5277 | 238.7144 | 13.9117 | 23.5398 | 0 | 0 | 0 | 0 | 0.01275 | 0.0098786 | 0.007 | 0.007
SA1 | UNDU.2216.SA1 | UNDU | _ | UNDULATO | 5 | 0 | 0 | 0 | 0 | 2188.2779 | 0 | -2.5198 | 2216.5911 | -0.00036512 | 0 | 0 | 17.5 | 509.3886 | -11.501 | 19.5296 | 116.8435 | 9.7067 | 23.5447 | 0 | 0 | 0 | 0 | 0.01443 | 0.0069113 | 0.003 | 0.003
SA1 | BPS.2219.SA1 | BPS | _ | PHASESHI | 0.215 | 0 | 0 | 0 | 0 | 2191.0454 | 0 | -2.5209 | 2219.3586 | -0.00036512 | 0 | 0 | 17.5 | 518.0512 | -11.5991 | 19.5297 | 109.6781 | 9.4011 | 23.5452 | 0 | 0 | 0 | 0 | 0.014553 | 0.006696 | 0.003 | 0.003
SA1 | CXA.2219.SA1 | CXA | _ | HKIC | 0.055 | 0 | 0 | 0 | 0 | 2191.2304 | 0 | -2.5209 | 2219.5436 | -0.00036512 | 0 | 0 | 17.5 | 520.4899 | -11.6266 | 19.5297 | 107.7129 | 9.3155 | 23.5454 | 0 | 0 | 0 | 0 | 0.014587 | 0.0066357 | 0.007 | 0.007
SA1 | QA.2219.SA1 | QA | QA.2.SA1 | QUAD | 0.1 | 0.0639 | 0 | 0 | 0 | 2191.4629 | 0 | -2.521 | 2219.7761 | -0.00036512 | 0 | 0 | 17.5 | 523.0869 | 21.7807 | 19.5298 | 103.6781 | 2.5013 | 23.5458 | 0 | 0 | 0 | 0 | 0.014623 | 0.0065103 | 0.007 | 0.007
SA1 | BPM.2219.SA1 | BPM | _ | MONI | 0 | 0 | 0 | 0 | 0 | 2191.5129 | 0 | -2.521 | 2219.8261 | -0.00036512 | 0 | 0 | 17.5 | 523.0869 | 21.7807 | 19.5298 | 103.6781 | 2.5013 | 23.5458 | 0 | 0 | 0 | 0 | 0.014623 | 0.0065103 | 0.022 | 0.022
SA1 | CYA.2220.SA1 | CYA | _ | VKIC | 0.055 | 0 | 0 | 0 | 0 | 2191.6904 | 0 | -2.5211 | 2220.0036 | -0.00036512 | 0 | 0 | 17.5 | 514.195 | 21.5944 | 19.5299 | 102.6555 | 2.487 | 23.5461 | 0 | 0 | 0 | 0 | 0.014498 | 0.0064781 | 0.007 | 0.007
SA1 | UNDU.2222.SA1 | UNDU | _ | UNDULATO | 5 | 0 | 0 | 0 | 0 | 2194.3779 | 0 | -2.5221 | 2222.6911 | -0.00036512 | 0 | 0 | 17.5 | 315.5395 | 16.9048 | 19.5319 | 78.8533 | 2.1258 | 23.5552 | 0 | 0 | 0 | 0 | 0.011357 | 0.0056776 | 0.003 | 0.003
SA1 | BPS.2225.SA1 | BPS | _ | PHASESHI | 0.215 | 0 | 0 | 0 | 0 | 2197.1454 | 0 | -2.5231 | 2225.4586 | -0.00036512 | 0 | 0 | 17.5 | 302.9887 | 16.564 | 19.5321 | 77.2687 | 2.0996 | 23.556 | 0 | 0 | 0 | 0 | 0.011129 | 0.0056203 | 0.003 | 0.003
SA1 | CXA.2225.SA1 | CXA | _ | HKIC | 0.055 | 0 | 0 | 0 | 0 | 2197.3304 | 0 | -2.5232 | 2225.6436 | -0.00036512 | 0 | 0 | 17.5 | 299.5203 | 16.4685 | 19.5321 | 76.8286 | 2.0922 | 23.5562 | 0 | 0 | 0 | 0 | 0.011065 | 0.0056042 | 0.007 | 0.007
SA1 | QA.2225.SA1 | QA | QA.1.SA1 | QUAD | 0.1 | -0.0639 | 0 | 0 | 0 | 2197.5629 | 0 | -2.5232 | 2225.8761 | -0.00036512 | 0 | 0 | 17.5 | 293.0507 | -2.4366 | 19.5323 | 75.2824 | 6.8919 | 23.5567 | 0 | 0 | 0 | 0 | 0.010945 | 0.0055476 | 0.007 | 0.007
SA1 | BPM.2225.SA1 | BPM | _ | MONI | 0 | 0 | 0 | 0 | 0 | 2197.6129 | 0 | -2.5233 | 2225.9261 | -0.00036512 | 0 | 0 | 17.5 | 293.0507 | -2.4366 | 19.5323 | 75.2824 | 6.8919 | 23.5567 | 0 | 0 | 0 | 0 | 0.010945 | 0.0055476 | 0.022 | 0.022
SA1 | CYA.2226.SA1 | CYA | _ | VKIC | 0.055 | 0 | 0 | 0 | 0 | 2197.7904 | 0 | -2.5233 | 2226.1036 | -0.00036512 | 0 | 0 | 17.5 | 294.0507 | -2.4415 | 19.5324 | 72.4838 | 6.7599 | 23.5572 | 0 | 0 | 0 | 0 | 0.010964 | 0.0054435 | 0.007 | 0.007
SA1 | UNDU.2228.SA1 | UNDU | _ | UNDULATO | 5 | 0 | 0 | 0 | 0 | 2200.4779 | 0 | -2.5243 | 2228.7911 | -0.00036512 | 0 | 0 | 17.5 | 319.877 | -2.5636 | 19.5351 | 19.8747 | 3.4357 | 23.5789 | 0 | 0 | 0 | 0 | 0.011435 | 0.0028504 | 0.003 | 0.003
SA1 | BPS.2231.SA1 | BPS | _ | PHASESHI | 0.215 | 0 | 0 | 0 | 0 | 2203.2454 | 0 | -2.5253 | 2231.5586 | -0.00036512 | 0 | 0 | 17.5 | 321.8031 | -2.5725 | 19.5353 | 17.3886 | 3.1941 | 23.5821 | 0 | 0 | 0 | 0 | 0.01147 | 0.0026662 | 0.003 | 0.003
SA1 | CXA.2231.SA1 | CXA | _ | HKIC | 0.055 | 0 | 0 | 0 | 0 | 2203.4304 | 0 | -2.5254 | 2231.7436 | -0.00036512 | 0 | 0 | 17.5 | 322.3436 | -2.575 | 19.5353 | 16.7249 | 3.1264 | 23.5831 | 0 | 0 | 0 | 0 | 0.011479 | 0.0026148 | 0.007 | 0.007
SA1 | QA.2231.SA1 | QA | QA.2.SA1 | QUAD | 0.1 | 0.0639 | 0 | 0 | 0 | 2203.6629 | 0 | -2.5255 | 2231.9761 | -0.00036512 | 0 | 0 | 17.5 | 321.597 | 17.999 | 19.5354 | 15.2707 | 1.9892 | 23.5856 | 0 | 0 | 0 | 0 | 0.011466 | 0.0024985 | 0.007 | 0.007
SA1 | BPM.2232.SA1 | BPM | _ | MONI | 0 | 0 | 0 | 0 | 0 | 2203.7129 | 0 | -2.5255 | 2232.0261 | -0.00036512 | 0 | 0 | 17.5 | 321.597 | 17.999 | 19.5354 | 15.2707 | 1.9892 | 23.5856 | 0 | 0 | 0 | 0 | 0.011466 | 0.0024985 | 0.022 | 0.022
SA1 | CYA.2232.SA1 | CYA | _ | VKIC | 0.055 | 0 | 0 | 0 | 0 | 2203.8904 | 0 | -2.5255 | 2232.2036 | -0.00036512 | 0 | 0 | 17.5 | 314.2599 | 17.7919 | 19.5355 | 14.4688 | 1.9227 | 23.5878 | 0 | 0 | 0 | 0 | 0.011334 | 0.002432 | 0.007 | 0.007
SA1 | UNDU.2234.SA1 | UNDU | _ | UNDULATO | 5 | 0 | 0 | 0 | 0 | 2206.5779 | 0 | -2.5265 | 2234.8911 | -0.00036512 | 0 | 0 | 17.5 | 157.5522 | 12.5778 | 19.5392 | 3.2696 | 0.2477 | 23.7228 | 0 | 0 | 0 | 0 | 0.0080254 | 0.0011561 | 0.003 | 0.003
SA1 | BPS.2237.SA1 | BPS | _ | PHASESHI | 0.215 | 0 | 0 | 0 | 0 | 2209.3454 | 0 | -2.5275 | 2237.6586 | -0.00036512 | 0 | 0 | 17.5 | 148.2609 | 12.1989 | 19.5396 | 3.1295 | 0.126 | 23.7415 | 0 | 0 | 0 | 0 | 0.0077852 | 0.0011311 | 0.003 | 0.003
SA1 | CXA.2237.SA1 | CXA | _ | HKIC | 0.055 | 0 | 0 | 0 | 0 | 2209.5304 | 0 | -2.5276 | 2237.8436 | -0.00036512 | 0 | 0 | 17.5 | 145.7102 | 12.0928 | 19.5397 | 3.1066 | 0.0919 | 23.7469 | 0 | 0 | 0 | 0 | 0.0077179 | 0.0011269 | 0.007 | 0.007
SA1 | QA.2238.SA1 | QA | QA.1.SA1 | QUAD | 0.1 | -0.0639 | 0 | 0 | 0 | 2209.7629 | 0 | -2.5277 | 2238.0761 | -0.00036512 | 0 | 0 | 17.5 | 140.5071 | 2.882 | 19.54 | 3.0612 | 0.2049 | 23.76 | 0 | 0 | 0 | 0 | 0.0075789 | 0.0011187 | 0.007 | 0.007
SA1 | BPM.2238.SA1 | BPM | _ | MONI | 0 | 0 | 0 | 0 | 0 | 2209.8129 | 0 | -2.5277 | 2238.1261 | -0.00036512 | 0 | 0 | 17.5 | 140.5071 | 2.882 | 19.54 | 3.0612 | 0.2049 | 23.76 | 0 | 0 | 0 | 0 | 0.0075789 | 0.0011187 | 0.022 | 0.022
SA1 | CYA.2238.SA1 | CYA | _ | VKIC | 0.055 | 0 | 0 | 0 | 0 | 2209.9904 | 0 | -2.5278 | 2238.3036 | -0.00036512 | 0 | 0 | 17.5 | 139.3282 | 2.8685 | 19.5402 | 2.9915 | 0.1352 | 23.7708 | 0 | 0 | 0 | 0 | 0.007547 | 0.0011059 | 0.007 | 0.007
SA1 | UNDU.2240.SA1 | UNDU | _ | UNDULATO | 5 | 0 | 0 | 0 | 0 | 2212.6779 | 0 | -2.5288 | 2240.9911 | -0.00036512 | 0 | 0 | 17.5 | 111.4891 | 2.5267 | 19.5468 | 10.6597 | -1.6212 | 23.9542 | 0 | 0 | 0 | 0 | 0.0067511 | 0.0020875 | 0.003 | 0.003
SA1 | BPS.2243.SA1 | BPS | _ | PHASESHI | 0.215 | 0 | 0 | 0 | 0 | 2215.4454 | 0 | -2.5298 | 2243.7586 | -0.00036512 | 0 | 0 | 17.5 | 109.6034 | 2.5019 | 19.5474 | 11.9235 | -1.7489 | 23.9595 | 0 | 0 | 0 | 0 | 0.0066937 | 0.0022078 | 0.003 | 0.003
SA1 | CXA.2243.SA1 | CXA | _ | HKIC | 0.055 | 0 | 0 | 0 | 0 | 2215.6304 | 0 | -2.5298 | 2243.9436 | -0.00036512 | 0 | 0 | 17.5 | 109.0787 | 2.4949 | 19.5475 | 12.2945 | -1.7846 | 23.9609 | 0 | 0 | 0 | 0 | 0.0066777 | 0.0022419 | 0.007 | 0.007
SA1 | QA.2244.SA1 | QA | QA.2.SA1 | QUAD | 0.1 | 0.0639 | 0 | 0 | 0 | 2215.8629 | 0 | -2.5299 | 2244.1761 | -0.00036512 | 0 | 0 | 17.5 | 107.1226 | 9.3331 | 19.5479 | 13.3106 | -2.7195 | 23.9641 | 0 | 0 | 0 | 0 | 0.0066175 | 0.0023327 | 0.007 | 0.007
SA1 | BPM.2244.SA1 | BPM | _ | MONI | 0 | 0 | 0 | 0 | 0 | 2215.9129 | 0 | -2.5299 | 2244.2261 | -0.00036512 | 0 | 0 | 17.5 | 107.1226 | 9.3331 | 19.5479 | 13.3106 | -2.7195 | 23.9641 | 0 | 0 | 0 | 0 | 0.0066175 | 0.0023327 | 0.022 | 0.022
SA1 | CYA.2244.SA1 | CYA | _ | VKIC | 0.055 | 0 | 0 | 0 | 0 | 2216.0904 | 0 | -2.53 | 2244.4036 | -0.00036512 | 0 | 0 | 17.5 | 103.3306 | 9.1645 | 19.5482 | 14.4522 | -2.8488 | 23.9664 | 0 | 0 | 0 | 0 | 0.0064993 | 0.0024306 | 0.007 | 0.007
SA1 | UNDU.2247.SA1 | UNDU | _ | UNDULATO | 5 | 0 | 0 | 0 | 0 | 2218.7779 | 0 | -2.531 | 2247.0911 | -0.00036512 | 0 | 0 | 17.5 | 30.652 | 4.9205 | 19.5628 | 60.6463 | -6.1035 | 23.9943 | 0 | 0 | 0 | 0 | 0.0035398 | 0.0049792 | 0.003 | 0.003
SA1 | BPS.2249.SA1 | BPS | _ | PHASESHI | 0.215 | 0 | 0 | 0 | 0 | 2221.5454 | 0 | -2.532 | 2249.8586 | -0.00036512 | 0 | 0 | 17.5 | 27.0773 | 4.612 | 19.5649 | 65.3127 | -6.3401 | 23.9953 | 0 | 0 | 0 | 0 | 0.003327 | 0.0051672 | 0.003 | 0.003
SA1 | CXA.2250.SA1 | CXA | _ | HKIC | 0.055 | 0 | 0 | 0 | 0 | 2221.7304 | 0 | -2.5321 | 2250.0436 | -0.00036512 | 0 | 0 | 17.5 | 26.1178 | 4.5257 | 19.5655 | 66.651 | -6.4063 | 23.9955 | 0 | 0 | 0 | 0 | 0.0032676 | 0.0052199 | 0.007 | 0.007
SA1 | QA.2250.SA1 | QA | QA.1.SA1 | QUAD | 0.1 | -0.0639 | 0 | 0 | 0 | 2221.9629 | 0 | -2.5321 | 2250.2761 | -0.00036512 | 0 | 0 | 17.5 | 24.0178 | 2.7857 | 19.5672 | 69.5163 | -2.1187 | 23.9961 | 0 | 0 | 0 | 0 | 0.0031334 | 0.0053309 | 0.007 | 0.007
SA1 | BPM.2250.SA1 | BPM | _ | MONI | 0 | 0 | 0 | 0 | 0 | 2222.0129 | 0 | -2.5322 | 2250.3261 | -0.00036512 | 0 | 0 | 17.5 | 24.0178 | 2.7857 | 19.5672 | 69.5163 | -2.1187 | 23.9961 | 0 | 0 | 0 | 0 | 0.0031334 | 0.0053309 | 0.022 | 0.022
SA1 | CYA.2250.SA1 | CYA | _ | VKIC | 0.055 | 0 | 0 | 0 | 0 | 2222.1904 | 0 | -2.5322 | 2250.5036 | -0.00036512 | 0 | 0 | 17.5 | 22.891 | 2.7109 | 19.5685 | 70.3883 | -2.1349 | 23.9966 | 0 | 0 | 0 | 0 | 0.0030591 | 0.0053642 | 0.007 | 0.007
SA1 | UNDU.2253.SA1 | UNDU | _ | UNDULATO | 5 | 0 | 0 | 0 | 0 | 2224.8779 | 0 | -2.5332 | 2253.1911 | -0.00036512 | 0 | 0 | 17.5 | 4.6256 | 0.8289 | 19.6521 | 94.5226 | -2.5423 | 24.0067 | 0 | 0 | 0 | 0 | 0.0013751 | 0.0062162 | 0.003 | 0.003
SA1 | BPS.2255.SA1 | BPS | _ | PHASESHI | 0.215 | 0 | 0 | 0 | 0 | 2227.6454 | 0 | -2.5342 | 2255.9586 | -0.00036512 | 0 | 0 | 17.5 | 4.0552 | 0.6921 | 19.6659 | 96.4404 | -2.5719 | 24.0073 | 0 | 0 | 0 | 0 | 0.0012875 | 0.0062789 | 0.003 | 0.003
SA1 | CXA.2256.SA1 | CXA | _ | HKIC | 0.055 | 0 | 0 | 0 | 0 | 2227.8304 | 0 | -2.5343 | 2256.1436 | -0.00036512 | 0 | 0 | 17.5 | 3.9139 | 0.6538 | 19.6701 | 96.9814 | -2.5802 | 24.0075 | 0 | 0 | 0 | 0 | 0.0012649 | 0.0062965 | 0.007 | 0.007
SA1 | QA.2256.SA1 | QA | QA.2.SA1 | QUAD | 0.1 | 0.0639 | 0 | 0 | 0 | 2228.0629 | 0 | -2.5344 | 2256.3761 | -0.00036512 | 0 | 0 | 17.5 | 3.581 | 0.7899 | 19.681 | 98.9304 | -8.9043 | 24.0079 | 0 | 0 | 0 | 0 | 0.0012099 | 0.0063595 | 0.007 | 0.007
SA1 | BPM.2256.SA1 | BPM | _ | MONI | 0 | 0 | 0 | 0 | 0 | 2228.1129 | 0 | -2.5344 | 2256.4261 | -0.00036512 | 0 | 0 | 17.5 | 3.581 | 0.7899 | 19.681 | 98.9304 | -8.9043 | 24.0079 | 0 | 0 | 0 | 0 | 0.0012099 | 0.0063595 | 0.022 | 0.022
SA1 | CYA.2256.SA1 | CYA | _ | VKIC | 0.055 | 0 | 0 | 0 | 0 | 2228.2904 | 0 | -2.5345 | 2256.6036 | -0.00036512 | 0 | 0 | 17.5 | 3.2761 | 0.6969 | 19.6905 | 102.6153 | -9.0707 | 24.0082 | 0 | 0 | 0 | 0 | 0.0011573 | 0.0064768 | 0.007 | 0.007
SA1 | UNDU.2259.SA1 | UNDU | _ | UNDULATO | 5 | 0 | 0 | 0 | 0 | 2230.9779 | 0 | -2.5354 | 2259.2911 | -0.00036512 | 0 | 0 | 17.5 | 8.1584 | -1.6431 | 19.9504 | 217.8327 | -13.2583 | 24.0137 | 0 | 0 | 0 | 0 | 0.0018262 | 0.0094366 | 0.003 | 0.003
SA1 | BPS.2262.SA1 | BPS | _ | PHASESHI | 0.215 | 0 | 0 | 0 | 0 | 2233.7454 | 0 | -2.5364 | 2262.0586 | -0.00036512 | 0 | 0 | 17.5 | 9.4545 | -1.8132 | 19.9572 | 227.8906 | -13.5626 | 24.014 | 0 | 0 | 0 | 0 | 0.001966 | 0.009652 | 0.003 | 0.003
SA1 | CXA.2262.SA1 | CXA | _ | HKIC | 0.055 | 0 | 0 | 0 | 0 | 2233.9304 | 0 | -2.5365 | 2262.2436 | -0.00036512 | 0 | 0 | 17.5 | 9.8402 | -1.8608 | 19.9589 | 230.7477 | -13.6478 | 24.014 | 0 | 0 | 0 | 0 | 0.0020057 | 0.0097123 | 0.007 | 0.007
SA1 | QA.2262.SA1 | QA | QA.1.SA1 | QUAD | 0.1 | -0.0639 | 0 | 0 | 0 | 2234.1629 | 0 | -2.5366 | 2262.4761 | -0.00036512 | 0 | 0 | 17.5 | 10.8871 | -2.6701 | 19.9628 | 236.2517 | 1.2636 | 24.0142 | 0 | 0 | 0 | 0 | 0.0021097 | 0.0098275 | 0.007 | 0.007
SA1 | BPM.2262.SA1 | BPM | _ | MONI | 0 | 0 | 0 | 0 | 0 | 2234.2129 | 0 | -2.5366 | 2262.5261 | -0.00036512 | 0 | 0 | 17.5 | 10.8871 | -2.6701 | 19.9628 | 236.2517 | 1.2636 | 24.0142 | 0 | 0 | 0 | 0 | 0.0021097 | 0.0098275 | 0.022 | 0.022
SA1 | CYA.2262.SA1 | CYA | _ | VKIC | 0.055 | 0 | 0 | 0 | 0 | 2234.3904 | 0 | -2.5367 | 2262.7036 | -0.00036512 | 0 | 0 | 17.5 | 12.0132 | -2.8232 | 19.9657 | 235.7341 | 1.2613 | 24.0144 | 0 | 0 | 0 | 0 | 0.0022161 | 0.0098167 | 0.007 | 0.007
SA1 | UNDU.2265.SA1 | UNDU | _ | UNDULATO | 5 | 0 | 0 | 0 | 0 | 2237.0779 | 0 | -2.5377 | 2265.3911 | -0.00036512 | 0 | 0 | 17.5 | 61.0293 | -6.6761 | 19.9962 | 223.0098 | 1.2046 | 24.0179 | 0 | 0 | 0 | 0 | 0.0049949 | 0.0095481 | 0.003 | 0.003
SA1 | BPS.2268.SA1 | BPS | _ | PHASESHI | 0.215 | 0 | 0 | 0 | 0 | 2239.8454 | 0 | -2.5387 | 2268.1586 | -0.00036512 | 0 | 0 | 17.5 | 66.1414 | -6.9561 | 19.9971 | 222.1079 | 1.2005 | 24.0182 | 0 | 0 | 0 | 0 | 0.0051999 | 0.0095288 | 0.003 | 0.003
SA1 | CXA.2268.SA1 | CXA | _ | HKIC | 0.055 | 0 | 0 | 0 | 0 | 2240.0304 | 0 | -2.5387 | 2268.3436 | -0.00036512 | 0 | 0 | 17.5 | 67.6104 | -7.0345 | 19.9974 | 221.8559 | 1.1993 | 24.0183 | 0 | 0 | 0 | 0 | 0.0052573 | 0.0095234 | 0.007 | 0.007
SA1 | QA.2268.SA1 | QA | QA.2.SA1 | QUAD | 0.1 | 0.0639 | 0 | 0 | 0 | 2240.2629 | 0 | -2.5388 | 2268.5761 | -0.00036512 | 0 | 0 | 17.5 | 70.7956 | -2.6946 | 19.998 | 222.6613 | -12.9918 | 24.0185 | 0 | 0 | 0 | 0 | 0.0053797 | 0.0095406 | 0.007 | 0.007
SA1 | BPM.2268.SA1 | BPM | _ | MONI | 0 | 0 | 0 | 0 | 0 | 2240.3129 | 0 | -2.5388 | 2268.6261 | -0.00036512 | 0 | 0 | 17.5 | 70.7956 | -2.6946 | 19.998 | 222.6613 | -12.9918 | 24.0185 | 0 | 0 | 0 | 0 | 0.0053797 | 0.0095406 | 0.022 | 0.022
SA1 | CYA.2268.SA1 | CYA | _ | VKIC | 0.055 | 0 | 0 | 0 | 0 | 2240.4904 | 0 | -2.5389 | 2268.8036 | -0.00036512 | 0 | 0 | 17.5 | 71.9053 | -2.7185 | 19.9984 | 228.0199 | -13.1481 | 24.0186 | 0 | 0 | 0 | 0 | 0.0054217 | 0.0096548 | 0.007 | 0.007
SA1 | UNDU.2271.SA1 | UNDU | _ | UNDULATO | 5 | 0 | 0 | 0 | 0 | 2243.1779 | 0 | -2.5399 | 2271.4911 | -0.00036512 | 0 | 0 | 17.5 | 103.0675 | -3.3206 | 20.008 | 384.0109 | -17.0827 | 24.0214 | 0 | 0 | 0 | 0 | 0.0064911 | 0.012529 | 0.003 | 0.003
SA1 | BPS.2274.SA1 | BPS | _ | PHASESHI | 0.215 | 0 | 0 | 0 | 0 | 2245.9454 | 0 | -2.5409 | 2274.2586 | -0.00036512 | 0 | 0 | 17.5 | 105.5744 | -3.3644 | 20.0085 | 396.9302 | -17.3687 | 24.0215 | 0 | 0 | 0 | 0 | 0.0065695 | 0.012738 | 0.003 | 0.003
SA1 | CXA.2274.SA1 | CXA | _ | HKIC | 0.055 | 0 | 0 | 0 | 0 | 2246.1304 | 0 | -2.541 | 2274.4436 | -0.00036512 | 0 | 0 | 17.5 | 106.2822 | -3.3767 | 20.0087 | 400.586 | -17.4487 | 24.0216 | 0 | 0 | 0 | 0 | 0.0065915 | 0.012797 | 0.007 | 0.007
SA1 | QA.2274.SA1 | QA | QA.1.SA1 | QUAD | 0.1 | -0.0639 | 0 | 0 | 0 | 2246.3629 | 0 | -2.5411 | 2274.6761 | -0.00036512 | 0 | 0 | 17.5 | 108.7016 | -10.333 | 20.0091 | 406.9323 | 8.3976 | 24.0217 | 0 | 0 | 0 | 0 | 0.0066661 | 0.012898 | 0.007 | 0.007
SA1 | BPM.2274.SA1 | BPM | _ | MONI | 0 | 0 | 0 | 0 | 0 | 2246.4129 | 0 | -2.5411 | 2274.7261 | -0.00036512 | 0 | 0 | 17.5 | 108.7016 | -10.333 | 20.0091 | 406.9323 | 8.3976 | 24.0217 | 0 | 0 | 0 | 0 | 0.0066661 | 0.012898 | 0.022 | 0.022
SA1 | CYA.2274.SA1 | CYA | _ | VKIC | 0.055 | 0 | 0 | 0 | 0 | 2246.5904 | 0 | -2.5411 | 2274.9036 | -0.00036512 | 0 | 0 | 17.5 | 112.9798 | -10.5363 | 20.0094 | 403.4967 | 8.3616 | 24.0218 | 0 | 0 | 0 | 0 | 0.006796 | 0.012843 | 0.007 | 0.007
SA1 | UNDU.2277.SA1 | UNDU | _ | UNDULATO | 5 | 0 | 0 | 0 | 0 | 2249.2779 | 0 | -2.5421 | 2277.5911 | -0.00036512 | 0 | 0 | 17.5 | 248.1117 | -15.6521 | 20.0143 | 321.8849 | 7.4547 | 24.024 | 0 | 0 | 0 | 0 | 0.010071 | 0.011471 | 0.003 | 0.003
SA1 | BPS.2280.SA1 | BPS | _ | PHASESHI | 0.215 | 0 | 0 | 0 | 0 | 2252.0454 | 0 | -2.5431 | 2280.3586 | -0.00036512 | 0 | 0 | 17.5 | 259.9902 | -16.0239 | 20.0145 | 316.3186 | 7.3888 | 24.0242 | 0 | 0 | 0 | 0 | 0.010309 | 0.011372 | 0.003 | 0.003
SA1 | CXA.2280.SA1 | CXA | _ | HKIC | 0.055 | 0 | 0 | 0 | 0 | 2252.2304 | 0 | -2.5432 | 2280.5436 | -0.00036512 | 0 | 0 | 17.5 | 263.3661 | -16.128 | 20.0146 | 314.7689 | 7.3703 | 24.0243 | 0 | 0 | 0 | 0 | 0.010376 | 0.011344 | 0.007 | 0.007
SA1 | QA.2280.SA1 | QA | QA.2.SA1 | QUAD | 0.1 | 0.0639 | 0 | 0 | 0 | 2252.4629 | 0 | -2.5433 | 2280.7761 | -0.00036512 | 0 | 0 | 17.5 | 269.9318 | 0.8928 | 20.0147 | 313.015 | -12.6202 | 24.0244 | 0 | 0 | 0 | 0 | 0.010505 | 0.011312 | 0.007 | 0.007
SA1 | BPM.2280.SA1 | BPM | _ | MONI | 0 | 0 | 0 | 0 | 0 | 2252.5129 | 0 | -2.5433 | 2280.8261 | -0.00036512 | 0 | 0 | 17.5 | 269.9318 | 0.8928 | 20.0147 | 313.015 | -12.6202 | 24.0244 | 0 | 0 | 0 | 0 | 0.010505 | 0.011312 | 0.022 | 0.022
SA1 | CYA.2281.SA1 | CYA | _ | VKIC | 0.055 | 0 | 0 | 0 | 0 | 2252.6904 | 0 | -2.5434 | 2281.0036 | -0.00036512 | 0 | 0 | 17.5 | 269.566 | 0.8915 | 20.0148 | 318.2108 | -12.7252 | 24.0245 | 0 | 0 | 0 | 0 | 0.010498 | 0.011405 | 0.007 | 0.007
SA1 | UNDU.2283.SA1 | UNDU | _ | UNDULATO | 5 | 0 | 0 | 0 | 0 | 2255.3779 | 0 | -2.5443 | 2283.6911 | -0.00036512 | 0 | 0 | 17.5 | 260.5435 | 0.8571 | 20.0179 | 463.1677 | -15.3672 | 24.0266 | 0 | 0 | 0 | 0 | 0.01032 | 0.01376 | 0.003 | 0.003
SA1 | BPS.2286.SA1 | BPS | _ | PHASESHI | 0.215 | 0 | 0 | 0 | 0 | 2258.1454 | 0 | -2.5454 | 2286.4586 | -0.00036512 | 0 | 0 | 17.5 | 259.9016 | 0.8546 | 20.0182 | 474.7651 | -15.5592 | 24.0268 | 0 | 0 | 0 | 0 | 0.010308 | 0.013931 | 0.003 | 0.003
SA1 | CXA.2286.SA1 | CXA | _ | HKIC | 0.055 | 0 | 0 | 0 | 0 | 2258.3304 | 0 | -2.5454 | 2286.6436 | -0.00036512 | 0 | 0 | 17.5 | 259.7222 | 0.8539 | 20.0182 | 478.0382 | -15.613 | 24.0268 | 0 | 0 | 0 | 0 | 0.010304 | 0.013979 | 0.007 | 0.007
SA1 | QA.2286.SA1 | QA | QA.1.SA1 | QUAD | 0.1 | -0.0639 | 0 | 0 | 0 | 2258.5629 | 0 | -2.5455 | 2286.8761 | -0.00036512 | 0 | 0 | 17.5 | 260.9468 | -15.7757 | 20.0184 | 482.9437 | 15.1615 | 24.0269 | 0 | 0 | 0 | 0 | 0.010328 | 0.014051 | 0.007 | 0.007
SA1 | BPM.2286.SA1 | BPM | _ | MONI | 0 | 0 | 0 | 0 | 0 | 2258.6129 | 0 | -2.5455 | 2286.9261 | -0.00036512 | 0 | 0 | 17.5 | 260.9468 | -15.7757 | 20.0184 | 482.9437 | 15.1615 | 24.0269 | 0 | 0 | 0 | 0 | 0.010328 | 0.014051 | 0.022 | 0.022
SA1 | CYA.2287.SA1 | CYA | _ | VKIC | 0.055 | 0 | 0 | 0 | 0 | 2258.7904 | 0 | -2.5456 | 2287.1036 | -0.00036512 | 0 | 0 | 17.5 | 267.4551 | -15.972 | 20.0185 | 476.7476 | 15.0635 | 24.027 | 0 | 0 | 0 | 0 | 0.010456 | 0.01396 | 0.007 | 0.007
SA1 | UNDU.2289.SA1 | UNDU | _ | UNDULATO | 5 | 0 | 0 | 0 | 0 | 2261.4779 | 0 | -2.5466 | 2289.7911 | -0.00036512 | 0 | 0 | 17.5 | 457.7818 | -20.913 | 20.0209 | 334.0207 | 12.5968 | 24.029 | 0 | 0 | 0 | 0 | 0.01368 | 0.011685 | 0.003 | 0.003
SA1 | BPS.2292.SA1 | BPS | _ | PHASESHI | 0.215 | 0 | 0 | 0 | 0 | 2264.2454 | 0 | -2.5476 | 2292.5586 | -0.00036512 | 0 | 0 | 17.5 | 473.6012 | -21.2721 | 20.021 | 324.6404 | 12.4175 | 24.0292 | 0 | 0 | 0 | 0 | 0.013914 | 0.01152 | 0.003 | 0.003
SA1 | CXA.2292.SA1 | CXA | _ | HKIC | 0.055 | 0 | 0 | 0 | 0 | 2264.4304 | 0 | -2.5477 | 2292.7436 | -0.00036512 | 0 | 0 | 17.5 | 478.0789 | -21.3726 | 20.021 | 322.038 | 12.3673 | 24.0293 | 0 | 0 | 0 | 0 | 0.01398 | 0.011474 | 0.007 | 0.007
SA1 | QA.2292.SA1 | QA | QA.2.SA1 | QUAD | 0.1 | 0.0639 | 0 | 0 | 0 | 2264.6629 | 0 | -2.5477 | 2292.9761 | -0.00036512 | 0 | 0 | 17.5 | 485.9341 | 9.4795 | 20.0211 | 317.7876 | -8.0044 | 24.0294 | 0 | 0 | 0 | 0 | 0.014094 | 0.011398 | 0.007 | 0.007
SA1 | BPM.2293.SA1 | BPM | _ | MONI | 0 | 0 | 0 | 0 | 0 | 2264.7129 | 0 | -2.5478 | 2293.0261 | -0.00036512 | 0 | 0 | 17.5 | 485.9341 | 9.4795 | 20.0211 | 317.7876 | -8.0044 | 24.0294 | 0 | 0 | 0 | 0 | 0.014094 | 0.011398 | 0.022 | 0.022
SA1 | CYA.2293.SA1 | CYA | _ | VKIC | 0.055 | 0 | 0 | 0 | 0 | 2264.8904 | 0 | -2.5478 | 2293.2036 | -0.00036512 | 0 | 0 | 17.5 | 482.0554 | 9.4412 | 20.0212 | 321.078 | -8.0464 | 24.0295 | 0 | 0 | 0 | 0 | 0.014038 | 0.011457 | 0.007 | 0.007
SA1 | UNDU.2295.SA1 | UNDU | _ | UNDULATO | 5 | 0 | 0 | 0 | 0 | 2267.5779 | 0 | -2.5488 | 2295.8911 | -0.00036512 | 0 | 0 | 17.5 | 389.6011 | 8.4763 | 20.0231 | 409.5685 | -9.1029 | 24.0317 | 0 | 0 | 0 | 0 | 0.01262 | 0.01294 | 0.003 | 0.003
SA1 | BPS.2298.SA1 | BPS | _ | PHASESHI | 0.215 | 0 | 0 | 0 | 0 | 2270.3454 | 0 | -2.5498 | 2298.6586 | -0.00036512 | 0 | 0 | 17.5 | 383.2701 | 8.4062 | 20.0232 | 416.4245 | -9.1797 | 24.0319 | 0 | 0 | 0 | 0 | 0.012517 | 0.013047 | 0.003 | 0.003
SA1 | CXA.2298.SA1 | CXA | _ | HKIC | 0.055 | 0 | 0 | 0 | 0 | 2270.5304 | 0 | -2.5499 | 2298.8436 | -0.00036512 | 0 | 0 | 17.5 | 381.5069 | 8.3866 | 20.0233 | 418.3545 | -9.2012 | 24.0319 | 0 | 0 | 0 | 0 | 0.012488 | 0.013078 | 0.007 | 0.007
SA1 | QA.2299.SA1 | QA | QA.1.SA1 | QUAD | 0.1 | -0.0639 | 0 | 0 | 0 | 2270.7629 | 0 | -2.55 | 2299.0761 | -0.00036512 | 0 | 0 | 17.5 | 379.6596 | -15.8535 | 20.0234 | 420.3685 | 17.6473 | 24.032 | 0 | 0 | 0 | 0 | 0.012458 | 0.013109 | 0.007 | 0.007
SA1 | BPM.2299.SA1 | BPM | _ | MONI | 0 | 0 | 0 | 0 | 0 | 2270.8129 | 0 | -2.55 | 2299.1261 | -0.00036512 | 0 | 0 | 17.5 | 379.6596 | -15.8535 | 20.0234 | 420.3685 | 17.6473 | 24.032 | 0 | 0 | 0 | 0 | 0.012458 | 0.013109 | 0.022 | 0.022
SA1 | CYA.2299.SA1 | CYA | _ | VKIC | 0.055 | 0 | 0 | 0 | 0 | 2270.9904 | 0 | -2.55 | 2299.3036 | -0.00036512 | 0 | 0 | 17.5 | 386.1874 | -15.9898 | 20.0235 | 413.1644 | 17.4949 | 24.0321 | 0 | 0 | 0 | 0 | 0.012565 | 0.012996 | 0.007 | 0.007
SA1 | UNDU.2301.SA1 | UNDU | _ | UNDULATO | 5 | 0 | 0 | 0 | 0 | 2273.6779 | 0 | -2.551 | 2301.9911 | -0.00036512 | 0 | 0 | 17.5 | 568.898 | -19.4193 | 20.0252 | 252.4054 | 13.6599 | 24.0346 | 0 | 0 | 0 | 0 | 0.01525 | 0.010158 | 0.003 | 0.003
SA1 | BPS.2304.SA1 | BPS | _ | PHASESHI | 0.215 | 0 | 0 | 0 | 0 | 2276.4454 | 0 | -2.552 | 2304.7586 | -0.00036512 | 0 | 0 | 17.5 | 583.5559 | -19.6685 | 20.0253 | 242.265 | 13.3812 | 24.0349 | 0 | 0 | 0 | 0 | 0.015445 | 0.0099518 | 0.003 | 0.003
SA1 | CXA.2304.SA1 | CXA | _ | HKIC | 0.055 | 0 | 0 | 0 | 0 | 2276.6304 | 0 | -2.5521 | 2304.9436 | -0.00036512 | 0 | 0 | 17.5 | 587.6936 | -19.7383 | 20.0253 | 239.4632 | 13.3032 | 24.035 | 0 | 0 | 0 | 0 | 0.0155 | 0.0098941 | 0.007 | 0.007
SA1 | QA.2305.SA1 | QA | QA.2.SA1 | QUAD | 0.1 | 0.0639 | 0 | 0 | 0 | 2276.8629 | 0 | -2.5522 | 2305.1761 | -0.00036512 | 0 | 0 | 17.5 | 594.0025 | 18.1043 | 20.0254 | 234.2218 | -1.8112 | 24.0351 | 0 | 0 | 0 | 0 | 0.015583 | 0.0097852 | 0.007 | 0.007
SA1 | BPM.2305.SA1 | BPM | _ | MONI | 0 | 0 | 0 | 0 | 0 | 2276.9129 | 0 | -2.5522 | 2305.2261 | -0.00036512 | 0 | 0 | 17.5 | 594.0025 | 18.1043 | 20.0254 | 234.2218 | -1.8112 | 24.0351 | 0 | 0 | 0 | 0 | 0.015583 | 0.0097852 | 0.022 | 0.022
SA1 | CYA.2305.SA1 | CYA | _ | VKIC | 0.055 | 0 | 0 | 0 | 0 | 2277.0904 | 0 | -2.5523 | 2305.4036 | -0.00036512 | 0 | 0 | 17.5 | 586.603 | 17.9908 | 20.0255 | 234.9651 | -1.8149 | 24.0353 | 0 | 0 | 0 | 0 | 0.015486 | 0.0098007 | 0.007 | 0.007
SA1 | UNDU.2308.SA1 | UNDU | _ | UNDULATO | 5 | 0 | 0 | 0 | 0 | 2279.7779 | 0 | -2.5533 | 2308.0911 | -0.00036512 | 0 | 0 | 17.5 | 415.6744 | 15.1349 | 20.0271 | 254.1814 | -1.9092 | 24.0386 | 0 | 0 | 0 | 0 | 0.013036 | 0.010194 | 0.003 | 0.003
SA1 | BPS.2310.SA1 | BPS | _ | PHASESHI | 0.215 | 0 | 0 | 0 | 0 | 2282.5454 | 0 | -2.5543 | 2310.8586 | -0.00036512 | 0 | 0 | 17.5 | 404.4011 | 14.9273 | 20.0273 | 255.6159 | -1.916 | 24.0389 | 0 | 0 | 0 | 0 | 0.012858 | 0.010222 | 0.003 | 0.003
SA1 | CXA.2311.SA1 | CXA | _ | HKIC | 0.055 | 0 | 0 | 0 | 0 | 2282.7304 | 0 | -2.5543 | 2311.0436 | -0.00036512 | 0 | 0 | 17.5 | 401.2725 | 14.8692 | 20.0273 | 256.0185 | -1.918 | 24.0389 | 0 | 0 | 0 | 0 | 0.012808 | 0.01023 | 0.007 | 0.007
SA1 | QA.2311.SA1 | QA | QA.1.SA1 | QUAD | 0.1 | -0.0639 | 0 | 0 | 0 | 2282.9629 | 0 | -2.5544 | 2311.2761 | -0.00036512 | 0 | 0 | 17.5 | 396.251 | -10.5215 | 20.0274 | 255.361 | 14.4188 | 24.0391 | 0 | 0 | 0 | 0 | 0.012727 | 0.010217 | 0.007 | 0.007
SA1 | BPM.2311.SA1 | BPM | _ | MONI | 0 | 0 | 0 | 0 | 0 | 2283.0129 | 0 | -2.5544 | 2311.3261 | -0.00036512 | 0 | 0 | 17.5 | 396.251 | -10.5215 | 20.0274 | 255.361 | 14.4188 | 24.0391 | 0 | 0 | 0 | 0 | 0.012727 | 0.010217 | 0.022 | 0.022
SA1 | CYA.2311.SA1 | CYA | _ | VKIC | 0.055 | 0 | 0 | 0 | 0 | 2283.1904 | 0 | -2.5545 | 2311.5036 | -0.00036512 | 0 | 0 | 17.5 | 400.5767 | -10.5793 | 20.0275 | 249.4837 | 14.2511 | 24.0392 | 0 | 0 | 0 | 0 | 0.012797 | 0.010099 | 0.007 | 0.007
SA1 | UNDU.2314.SA1 | UNDU | _ | UNDULATO | 5 | 0 | 0 | 0 | 0 | 2285.8779 | 0 | -2.5555 | 2314.1911 | -0.00036512 | 0 | 0 | 17.5 | 517.2604 | -12.0339 | 20.0293 | 124.1941 | 10.0299 | 24.0439 | 0 | 0 | 0 | 0 | 0.014542 | 0.0071253 | 0.003 | 0.003
SA1 | BPS.2316.SA1 | BPS | _ | PHASESHI | 0.215 | 0 | 0 | 0 | 0 | 2288.6454 | 0 | -2.5565 | 2316.9586 | -0.00036512 | 0 | 0 | 17.5 | 526.3255 | -12.1396 | 20.0294 | 116.7867 | 9.7231 | 24.0444 | 0 | 0 | 0 | 0 | 0.014668 | 0.0069096 | 0.003 | 0.003
SA1 | CXA.2317.SA1 | CXA | _ | HKIC | 0.055 | 0 | 0 | 0 | 0 | 2288.8304 | 0 | -2.5566 | 2317.1436 | -0.00036512 | 0 | 0 | 17.5 | 528.8779 | -12.1692 | 20.0295 | 114.7539 | 9.6372 | 24.0445 | 0 | 0 | 0 | 0 | 0.014704 | 0.0068492 | 0.007 | 0.007
SA1 | QA.2317.SA1 | QA | QA.2.SA1 | QUAD | 0.1 | 0.0639 | 0 | 0 | 0 | 2289.0629 | 0 | -2.5566 | 2317.3761 | -0.00036512 | 0 | 0 | 17.5 | 531.698 | 21.784 | 20.0295 | 110.5994 | 2.3812 | 24.0449 | 0 | 0 | 0 | 0 | 0.014743 | 0.0067241 | 0.007 | 0.007
SA1 | BPM.2317.SA1 | BPM | _ | MONI | 0 | 0 | 0 | 0 | 0 | 2289.1129 | 0 | -2.5567 | 2317.4261 | -0.00036512 | 0 | 0 | 17.5 | 531.698 | 21.784 | 20.0295 | 110.5994 | 2.3812 | 24.0449 | 0 | 0 | 0 | 0 | 0.014743 | 0.0067241 | 0.022 | 0.022
SA1 | CYA.2317.SA1 | CYA | _ | VKIC | 0.055 | 0 | 0 | 0 | 0 | 2289.2904 | 0 | -2.5567 | 2317.6036 | -0.00036512 | 0 | 0 | 17.5 | 522.8041 | 21.6006 | 20.0296 | 109.6256 | 2.3689 | 24.0452 | 0 | 0 | 0 | 0 | 0.014619 | 0.0066944 | 0.007 | 0.007
SA1 | UNDU.2320.SA1 | UNDU | _ | UNDULATO | 5 | 0 | 0 | 0 | 0 | 2291.9779 | 0 | -2.5577 | 2320.2911 | -0.00036512 | 0 | 0 | 17.5 | 323.699 | 16.9856 | 20.0316 | 86.7849 | 2.0577 | 24.0536 | 0 | 0 | 0 | 0 | 0.011503 | 0.0059563 | 0.003 | 0.003
SA1 | BPS.2323.SA1 | BPS | _ | PHASESHI | 0.215 | 0 | 0 | 0 | 0 | 2294.7454 | 0 | -2.5587 | 2323.0586 | -0.00036512 | 0 | 0 | 17.5 | 311.0856 | 16.6502 | 20.0318 | 85.2501 | 2.035 | 24.0543 | 0 | 0 | 0 | 0 | 0.011277 | 0.0059034 | 0.003 | 0.003
SA1 | CXA.2323.SA1 | CXA | _ | HKIC | 0.055 | 0 | 0 | 0 | 0 | 2294.9304 | 0 | -2.5588 | 2323.2436 | -0.00036512 | 0 | 0 | 17.5 | 307.5989 | 16.5563 | 20.0318 | 84.8234 | 2.0287 | 24.0545 | 0 | 0 | 0 | 0 | 0.011214 | 0.0058886 | 0.007 | 0.007
SA1 | QA.2323.SA1 | QA | QA.1.SA1 | QUAD | 0.1 | -0.0639 | 0 | 0 | 0 | 2295.1629 | 0 | -2.5589 | 2323.4761 | -0.00036512 | 0 | 0 | 17.5 | 301.1351 | -2.8603 | 20.032 | 83.2579 | 7.3413 | 24.055 | 0 | 0 | 0 | 0 | 0.011095 | 0.005834 | 0.007 | 0.007
SA1 | BPM.2323.SA1 | BPM | _ | MONI | 0 | 0 | 0 | 0 | 0 | 2295.2129 | 0 | -2.5589 | 2323.5261 | -0.00036512 | 0 | 0 | 17.5 | 301.1351 | -2.8603 | 20.032 | 83.2579 | 7.3413 | 24.055 | 0 | 0 | 0 | 0 | 0.011095 | 0.005834 | 0.022 | 0.022
SA1 | CYA.2323.SA1 | CYA | _ | VKIC | 0.055 | 0 | 0 | 0 | 0 | 2295.3904 | 0 | -2.559 | 2323.7036 | -0.00036512 | 0 | 0 | 17.5 | 302.3091 | -2.8666 | 20.0321 | 80.2757 | 7.2061 | 24.0554 | 0 | 0 | 0 | 0 | 0.011117 | 0.0057286 | 0.007 | 0.007
SA1 | UNDU.2326.SA1 | UNDU | _ | UNDULATO | 5 | 0 | 0 | 0 | 0 | 2298.0779 | 0 | -2.5599 | 2326.3911 | -0.00036512 | 0 | 0 | 17.5 | 332.7039 | -3.0239 | 20.0347 | 23.4637 | 3.804 | 24.0743 | 0 | 0 | 0 | 0 | 0.011662 | 0.0030971 | 0.003 | 0.003
SA1 | BPS.2329.SA1 | BPS | _ | PHASESHI | 0.215 | 0 | 0 | 0 | 0 | 2300.8454 | 0 | -2.5609 | 2329.1586 | -0.00036512 | 0 | 0 | 17.5 | 334.9761 | -3.0353 | 20.0348 | 20.7034 | 3.5567 | 24.0771 | 0 | 0 | 0 | 0 | 0.011702 | 0.0029092 | 0.003 | 0.003
SA1 | CXA.2329.SA1 | CXA | _ | HKIC | 0.055 | 0 | 0 | 0 | 0 | 2301.0304 | 0 | -2.561 | 2329.3436 | -0.00036512 | 0 | 0 | 17.5 | 335.6139 | -3.0385 | 20.0349 | 19.9638 | 3.4875 | 24.0779 | 0 | 0 | 0 | 0 | 0.011713 | 0.0028568 | 0.007 | 0.007
SA1 | QA.2329.SA1 | QA | QA.2.SA1 | QUAD | 0.1 | 0.0639 | 0 | 0 | 0 | 2301.2629 | 0 | -2.5611 | 2329.5761 | -0.00036512 | 0 | 0 | 17.5 | 335.0184 | 18.3926 | 20.035 | 18.3461 | 2.1505 | 24.08 | 0 | 0 | 0 | 0 | 0.011703 | 0.0027386 | 0.007 | 0.007
SA1 | BPM.2329.SA1 | BPM | _ | MONI | 0 | 0 | 0 | 0 | 0 | 2301.3129 | 0 | -2.5611 | 2329.6261 | -0.00036512 | 0 | 0 | 17.5 | 335.0184 | 18.3926 | 20.035 | 18.3461 | 2.1505 | 24.08 | 0 | 0 | 0 | 0 | 0.011703 | 0.0027386 | 0.022 | 0.022
SA1 | CYA.2329.SA1 | CYA | _ | VKIC | 0.055 | 0 | 0 | 0 | 0 | 2301.4904 | 0 | -2.5612 | 2329.8036 | -0.00036512 | 0 | 0 | 17.5 | 327.52 | 18.185 | 20.0351 | 17.4773 | 2.0876 | 24.0818 | 0 | 0 | 0 | 0 | 0.011571 | 0.002673 | 0.007 | 0.007
SA1 | UNDU.2332.SA1 | UNDU | _ | UNDULATO | 5 | 0 | 0 | 0 | 0 | 2304.1779 | 0 | -2.5622 | 2332.4911 | -0.00036512 | 0 | 0 | 17.5 | 166.8157 | 12.9592 | 20.0386 | 4.0959 | 0.5057 | 24.1862 | 0 | 0 | 0 | 0 | 0.008258 | 0.001294 | 0.003 | 0.003
SA1 | BPS.2335.SA1 | BPS | _ | PHASESHI | 0.215 | 0 | 0 | 0 | 0 | 2306.9454 | 0 | -2.5632 | 2335.2586 | -0.00036512 | 0 | 0 | 17.5 | 157.2387 | 12.5795 | 20.039 | 3.7597 | 0.3907 | 24.2014 | 0 | 0 | 0 | 0 | 0.0080174 | 0.0012397 | 0.003 | 0.003
SA1 | CXA.2335.SA1 | CXA | _ | HKIC | 0.055 | 0 | 0 | 0 | 0 | 2307.1304 | 0 | -2.5632 | 2335.4436 | -0.00036512 | 0 | 0 | 17.5 | 154.6082 | 12.4731 | 20.0391 | 3.6811 | 0.3585 | 24.2059 | 0 | 0 | 0 | 0 | 0.0079501 | 0.0012267 | 0.007 | 0.007
SA1 | QA.2335.SA1 | QA | QA.1.SA1 | QUAD | 0.1 | -0.0639 | 0 | 0 | 0 | 2307.3629 | 0 | -2.5633 | 2335.6761 | -0.00036512 | 0 | 0 | 17.5 | 149.2671 | 2.7036 | 20.0394 | 3.4956 | 0.504 | 24.2172 | 0 | 0 | 0 | 0 | 0.0078116 | 0.0011954 | 0.007 | 0.007
SA1 | BPM.2335.SA1 | BPM | _ | MONI | 0 | 0 | 0 | 0 | 0 | 2307.4129 | 0 | -2.5633 | 2335.7261 | -0.00036512 | 0 | 0 | 17.5 | 149.2671 | 2.7036 | 20.0394 | 3.4956 | 0.504 | 24.2172 | 0 | 0 | 0 | 0 | 0.0078116 | 0.0011954 | 0.022 | 0.022
SA1 | CYA.2335.SA1 | CYA | _ | VKIC | 0.055 | 0 | 0 | 0 | 0 | 2307.5904 | 0 | -2.5634 | 2335.9036 | -0.00036512 | 0 | 0 | 17.5 | 148.1609 | 2.6922 | 20.0396 | 3.3041 | 0.4304 | 24.2268 | 0 | 0 | 0 | 0 | 0.0077826 | 0.0011622 | 0.007 | 0.007
SA1 | UNDU.2338.SA1 | UNDU | _ | UNDULATO | 5 | 0 | 0 | 0 | 0 | 2310.2779 | 0 | -2.5644 | 2338.5911 | -0.00036512 | 0 | 0 | 17.5 | 121.86 | 2.4049 | 20.0457 | 8.4134 | -1.4206 | 24.4439 | 0 | 0 | 0 | 0 | 0.0070581 | 0.0018546 | 0.003 | 0.003
SA1 | BPS.2341.SA1 | BPS | _ | PHASESHI | 0.215 | 0 | 0 | 0 | 0 | 2313.0454 | 0 | -2.5654 | 2341.3586 | -0.00036512 | 0 | 0 | 17.5 | 120.0642 | 2.384 | 20.0462 | 9.5294 | -1.5551 | 24.4506 | 0 | 0 | 0 | 0 | 0.0070059 | 0.0019737 | 0.003 | 0.003
SA1 | CXA.2341.SA1 | CXA | _ | HKIC | 0.055 | 0 | 0 | 0 | 0 | 2313.2304 | 0 | -2.5655 | 2341.5436 | -0.00036512 | 0 | 0 | 17.5 | 119.5642 | 2.3782 | 20.0463 | 9.8599 | -1.5928 | 24.4523 | 0 | 0 | 0 | 0 | 0.0069913 | 0.0020077 | 0.007 | 0.007
SA1 | QA.2341.SA1 | QA | QA.2.SA1 | QUAD | 0.1 | 0.0639 | 0 | 0 | 0 | 2313.4629 | 0 | -2.5656 | 2341.7761 | -0.00036512 | 0 | 0 | 17.5 | 117.5997 | 9.8896 | 20.0467 | 10.7633 | -2.3701 | 24.4563 | 0 | 0 | 0 | 0 | 0.0069336 | 0.0020976 | 0.007 | 0.007
SA1 | BPM.2341.SA1 | BPM | _ | MONI | 0 | 0 | 0 | 0 | 0 | 2313.5129 | 0 | -2.5656 | 2341.8261 | -0.00036512 | 0 | 0 | 17.5 | 117.5997 | 9.8896 | 20.0467 | 10.7633 | -2.3701 | 24.4563 | 0 | 0 | 0 | 0 | 0.0069336 | 0.0020976 | 0.022 | 0.022
SA1 | CYA.2342.SA1 | CYA | _ | VKIC | 0.055 | 0 | 0 | 0 | 0 | 2313.6904 | 0 | -2.5656 | 2342.0036 | -0.00036512 | 0 | 0 | 17.5 | 113.5803 | 9.7173 | 20.047 | 11.7608 | -2.4961 | 24.4592 | 0 | 0 | 0 | 0 | 0.0068141 | 0.0021927 | 0.007 | 0.007
SA1 | UNDU.2344.SA1 | UNDU | _ | UNDULATO | 5 | 0 | 0 | 0 | 0 | 2316.3779 | 0 | -2.5666 | 2344.6911 | -0.00036512 | 0 | 0 | 17.5 | 35.6673 | 5.3821 | 20.0599 | 53.8899 | -5.6684 | 24.492 | 0 | 0 | 0 | 0 | 0.0038185 | 0.0046936 | 0.003 | 0.003
SA1 | BPS.2347.SA1 | BPS | _ | PHASESHI | 0.215 | 0 | 0 | 0 | 0 | 2319.1454 | 0 | -2.5676 | 2347.4586 | -0.00036512 | 0 | 0 | 17.5 | 31.7489 | 5.067 | 20.0616 | 58.2276 | -5.899 | 24.4931 | 0 | 0 | 0 | 0 | 0.0036026 | 0.0048789 | 0.003 | 0.003
SA1 | CXA.2347.SA1 | CXA | _ | HKIC | 0.055 | 0 | 0 | 0 | 0 | 2319.3304 | 0 | -2.5677 | 2347.6436 | -0.00036512 | 0 | 0 | 17.5 | 30.6941 | 4.9788 | 20.0622 | 59.4732 | -5.9635 | 24.4934 | 0 | 0 | 0 | 0 | 0.0035423 | 0.0049308 | 0.007 | 0.007
SA1 | QA.2347.SA1 | QA | QA.1.SA1 | QUAD | 0.1 | -0.0639 | 0 | 0 | 0 | 2319.5629 | 0 | -2.5678 | 2347.8761 | -0.00036512 | 0 | 0 | 17.5 | 28.3921 | 2.9555 | 20.0636 | 62.1586 | -2.1427 | 24.494 | 0 | 0 | 0 | 0 | 0.0034069 | 0.0050409 | 0.007 | 0.007
SA1 | BPM.2347.SA1 | BPM | _ | MONI | 0 | 0 | 0 | 0 | 0 | 2319.6129 | 0 | -2.5678 | 2347.9261 | -0.00036512 | 0 | 0 | 17.5 | 28.3921 | 2.9555 | 20.0636 | 62.1586 | -2.1427 | 24.494 | 0 | 0 | 0 | 0 | 0.0034069 | 0.0050409 | 0.022 | 0.022
SA1 | CYA.2348.SA1 | CYA | _ | VKIC | 0.055 | 0 | 0 | 0 | 0 | 2319.7904 | 0 | -2.5679 | 2348.1036 | -0.00036512 | 0 | 0 | 17.5 | 27.1948 | 2.8852 | 20.0647 | 63.0409 | -2.1612 | 24.4945 | 0 | 0 | 0 | 0 | 0.0033343 | 0.0050765 | 0.007 | 0.007
SA1 | UNDU.2350.SA1 | UNDU | _ | UNDULATO | 5 | 0 | 0 | 0 | 0 | 2322.4779 | 0 | -2.5688 | 2350.7911 | -0.00036512 | 0 | 0 | 17.5 | 6.5485 | 1.116 | 20.1279 | 87.739 | -2.6253 | 24.5056 | 0 | 0 | 0 | 0 | 0.0016362 | 0.005989 | 0.003 | 0.003
SA1 | BPS.2353.SA1 | BPS | _ | PHASESHI | 0.215 | 0 | 0 | 0 | 0 | 2325.2454 | 0 | -2.5699 | 2353.5586 | -0.00036512 | 0 | 0 | 17.5 | 5.7598 | 0.9874 | 20.1376 | 89.7206 | -2.659 | 24.5063 | 0 | 0 | 0 | 0 | 0.0015345 | 0.0060562 | 0.003 | 0.003
SA1 | CXA.2353.SA1 | CXA | _ | HKIC | 0.055 | 0 | 0 | 0 | 0 | 2325.4304 | 0 | -2.5699 | 2353.7436 | -0.00036512 | 0 | 0 | 17.5 | 5.5562 | 0.9514 | 20.1406 | 90.28 | -2.6685 | 24.5065 | 0 | 0 | 0 | 0 | 0.0015071 | 0.0060751 | 0.007 | 0.007
SA1 | QA.2353.SA1 | QA | QA.2.SA1 | QUAD | 0.1 | 0.0639 | 0 | 0 | 0 | 2325.6629 | 0 | -2.57 | 2353.9761 | -0.00036512 | 0 | 0 | 17.5 | 5.0605 | 1.1877 | 20.1482 | 92.2321 | -8.5686 | 24.5069 | 0 | 0 | 0 | 0 | 0.0014383 | 0.0061404 | 0.007 | 0.007
SA1 | BPM.2354.SA1 | BPM | _ | MONI | 0 | 0 | 0 | 0 | 0 | 2325.7129 | 0 | -2.57 | 2354.0261 | -0.00036512 | 0 | 0 | 17.5 | 5.0605 | 1.1877 | 20.1482 | 92.2321 | -8.5686 | 24.5069 | 0 | 0 | 0 | 0 | 0.0014383 | 0.0061404 | 0.022 | 0.022
SA1 | CYA.2354.SA1 | CYA | _ | VKIC | 0.055 | 0 | 0 | 0 | 0 | 2325.8904 | 0 | -2.5701 | 2354.2036 | -0.00036512 | 0 | 0 | 17.5 | 4.5935 | 1.0901 | 20.155 | 95.7791 | -8.734 | 24.5072 | 0 | 0 | 0 | 0 | 0.0013703 | 0.0062574 | 0.007 | 0.007
SA1 | UNDU.2356.SA1 | UNDU | _ | UNDULATO | 5 | 0 | 0 | 0 | 0 | 2328.5779 | 0 | -2.5711 | 2356.8911 | -0.00036512 | 0 | 0 | 17.5 | 6.0278 | -1.368 | 20.4364 | 207.3972 | -12.8975 | 24.5131 | 0 | 0 | 0 | 0 | 0.0015698 | 0.0092078 | 0.003 | 0.003
SA1 | BPS.2359.SA1 | BPS | _ | PHASESHI | 0.215 | 0 | 0 | 0 | 0 | 2331.3454 | 0 | -2.5721 | 2359.6586 | -0.00036512 | 0 | 0 | 17.5 | 7.1208 | -1.5466 | 20.4455 | 217.1838 | -13.2 | 24.5134 | 0 | 0 | 0 | 0 | 0.0017062 | 0.0094226 | 0.003 | 0.003
SA1 | CXA.2359.SA1 | CXA | _ | HKIC | 0.055 | 0 | 0 | 0 | 0 | 2331.5304 | 0 | -2.5722 | 2359.8436 | -0.00036512 | 0 | 0 | 17.5 | 7.4508 | -1.5967 | 20.4478 | 219.9647 | -13.2848 | 24.5134 | 0 | 0 | 0 | 0 | 0.0017452 | 0.0094827 | 0.007 | 0.007
SA1 | QA.2360.SA1 | QA | QA.1.SA1 | QUAD | 0.1 | -0.0639 | 0 | 0 | 0 | 2331.7629 | 0 | -2.5722 | 2360.0761 | -0.00036512 | 0 | 0 | 17.5 | 8.3485 | -2.25 | 20.453 | 225.353 | 0.9304 | 24.5136 | 0 | 0 | 0 | 0 | 0.0018474 | 0.0095981 | 0.007 | 0.007
SA1 | BPM.2360.SA1 | BPM | _ | MONI | 0 | 0 | 0 | 0 | 0 | 2331.8129 | 0 | -2.5723 | 2360.1261 | -0.00036512 | 0 | 0 | 17.5 | 8.3485 | -2.25 | 20.453 | 225.353 | 0.9304 | 24.5136 | 0 | 0 | 0 | 0 | 0.0018474 | 0.0095981 | 0.022 | 0.022
SA1 | CYA.2360.SA1 | CYA | _ | VKIC | 0.055 | 0 | 0 | 0 | 0 | 2331.9904 | 0 | -2.5723 | 2360.3036 | -0.00036512 | 0 | 0 | 17.5 | 9.3015 | -2.3989 | 20.4567 | 224.9719 | 0.9287 | 24.5138 | 0 | 0 | 0 | 0 | 0.00195 | 0.00959 | 0.007 | 0.007
SA1 | UNDU.2362.SA1 | UNDU | _ | UNDULATO | 5 | 0 | 0 | 0 | 0 | 2334.6779 | 0 | -2.5733 | 2362.9911 | -0.00036512 | 0 | 0 | 17.5 | 53.3932 | -6.146 | 20.4939 | 215.6082 | 0.886 | 24.5175 | 0 | 0 | 0 | 0 | 0.004672 | 0.0093883 | 0.003 | 0.003
SA1 | BPS.2365.SA1 | BPS | _ | PHASESHI | 0.215 | 0 | 0 | 0 | 0 | 2337.4454 | 0 | -2.5743 | 2365.7586 | -0.00036512 | 0 | 0 | 17.5 | 58.1049 | -6.4183 | 20.4949 | 214.9448 | 0.8829 | 24.5178 | 0 | 0 | 0 | 0 | 0.0048737 | 0.0093739 | 0.003 | 0.003
SA1 | CXA.2365.SA1 | CXA | _ | HKIC | 0.055 | 0 | 0 | 0 | 0 | 2337.6304 | 0 | -2.5744 | 2365.9436 | -0.00036512 | 0 | 0 | 17.5 | 59.4607 | -6.4946 | 20.4952 | 214.7595 | 0.882 | 24.5178 | 0 | 0 | 0 | 0 | 0.0049303 | 0.0093698 | 0.007 | 0.007
SA1 | QA.2366.SA1 | QA | QA.2.SA1 | QUAD | 0.1 | 0.0639 | 0 | 0 | 0 | 2337.8629 | 0 | -2.5745 | 2366.1761 | -0.00036512 | 0 | 0 | 17.5 | 62.4227 | -2.6853 | 20.4959 | 215.6821 | -12.8637 | 24.518 | 0 | 0 | 0 | 0 | 0.0050516 | 0.0093899 | 0.007 | 0.007
SA1 | BPM.2366.SA1 | BPM | _ | MONI | 0 | 0 | 0 | 0 | 0 | 2337.9129 | 0 | -2.5745 | 2366.2261 | -0.00036512 | 0 | 0 | 17.5 | 62.4227 | -2.6853 | 20.4959 | 215.6821 | -12.8637 | 24.518 | 0 | 0 | 0 | 0 | 0.0050516 | 0.0093899 | 0.022 | 0.022
SA1 | CYA.2366.SA1 | CYA | _ | VKIC | 0.055 | 0 | 0 | 0 | 0 | 2338.0904 | 0 | -2.5745 | 2366.4036 | -0.00036512 | 0 | 0 | 17.5 | 63.5292 | -2.7123 | 20.4964 | 220.9886 | -13.0219 | 24.5182 | 0 | 0 | 0 | 0 | 0.0050961 | 0.0095047 | 0.007 | 0.007
SA1 | UNDU.2369.SA1 | UNDU | _ | UNDULATO | 5 | 0 | 0 | 0 | 0 | 2340.7779 | 0 | -2.5755 | 2369.0911 | -0.00036512 | 0 | 0 | 17.5 | 95.022 | -3.391 | 20.507 | 375.9257 | -17.0047 | 24.521 | 0 | 0 | 0 | 0 | 0.0062326 | 0.012397 | 0.003 | 0.003
SA1 | BPS.2371.SA1 | BPS | _ | PHASESHI | 0.215 | 0 | 0 | 0 | 0 | 2343.5454 | 0 | -2.5765 | 2371.8586 | -0.00036512 | 0 | 0 | 17.5 | 97.5837 | -3.4403 | 20.5076 | 388.7877 | -17.2941 | 24.5212 | 0 | 0 | 0 | 0 | 0.006316 | 0.012607 | 0.003 | 0.003
SA1 | CXA.2372.SA1 | CXA | _ | HKIC | 0.055 | 0 | 0 | 0 | 0 | 2343.7304 | 0 | -2.5766 | 2372.0436 | -0.00036512 | 0 | 0 | 17.5 | 98.3076 | -3.4541 | 20.5078 | 392.428 | -17.3751 | 24.5212 | 0 | 0 | 0 | 0 | 0.0063394 | 0.012666 | 0.007 | 0.007
SA1 | QA.2372.SA1 | QA | QA.1.SA1 | QUAD | 0.1 | -0.0639 | 0 | 0 | 0 | 2343.9629 | 0 | -2.5767 | 2372.2761 | -0.00036512 | 0 | 0 | 17.5 | 100.7167 | -9.9054 | 20.5082 | 398.7896 | 7.9477 | 24.5213 | 0 | 0 | 0 | 0 | 0.0064166 | 0.012768 | 0.007 | 0.007
SA1 | BPM.2372.SA1 | BPM | _ | MONI | 0 | 0 | 0 | 0 | 0 | 2344.0129 | 0 | -2.5767 | 2372.3261 | -0.00036512 | 0 | 0 | 17.5 | 100.7167 | -9.9054 | 20.5082 | 398.7896 | 7.9477 | 24.5213 | 0 | 0 | 0 | 0 | 0.0064166 | 0.012768 | 0.022 | 0.022
SA1 | CYA.2372.SA1 | CYA | _ | VKIC | 0.055 | 0 | 0 | 0 | 0 | 2344.1904 | 0 | -2.5768 | 2372.5036 | -0.00036512 | 0 | 0 | 17.5 | 104.8193 | -10.1072 | 20.5085 | 395.5378 | 7.9147 | 24.5214 | 0 | 0 | 0 | 0 | 0.006546 | 0.012716 | 0.007 | 0.007
SA1 | END.2372.SA1 | END | _ | MARK | 0 | 0 | 0 | 0 | 0 | 2344.3779 | 0 | -2.5768 | 2372.6911 | -0.00036512 | 0 | 0 | 17.5 | 108.0788 | -10.2647 | 20.5087 | 393.0092 | 7.889 | 24.5215 | 0 | 0 | 0 | 0 | 0.006647 | 0.012675 | #N/A | #N/A
T4 | START.2372.T4 | START | _ | MARK | 0 | 0 | 0 | 0 | 0 | 2344.3779 | 0 | -2.5768 | 2372.6911 | -0.00036512 | 0 | 0 | 17.5 | 108.0788 | -10.2647 | 20.5087 | 393.0092 | 7.889 | 24.5215 | 0 | 0 | 0 | 0 | 0.006647 | 0.012675 | #N/A | #N/A
T4 | CXE.2384.T4 | CXE | _ | HKIC | 0.1 | 0 | 0 | 0 | 0 | 2355.9579 | 0 | -2.5811 | 2384.2711 | -0.00036512 | 0 | 0 | 17.5 | 479.9445 | -21.71 | 20.5169 | 231.2743 | 6.0177 | 24.5276 | 0 | 0 | 0 | 0 | 0.014007 | 0.0097234 | 0.022 | 0.022
T4 | BPM.2384.T4 | BPM | _ | MONI | 0 | 0 | 0 | 0 | 0 | 2356.1579 | 0 | -2.5811 | 2384.4711 | -0.00036512 | 0 | 0 | 17.5 | 486.4797 | -21.8577 | 20.5169 | 229.4726 | 5.9936 | 24.5277 | 0 | 0 | 0 | 0 | 0.014102 | 0.0096855 | 0.022 | 0.022
T4 | QF.2384.T4 | QF | QF.2.T4 | QUAD | 0.5 | 0.0551 | 0 | 0 | 0 | 2356.5579 | 0 | -2.5813 | 2384.8711 | -0.00036512 | 0 | 0 | 17.5 | 501.4449 | 5.388 | 20.5171 | 227.9703 | -6.559 | 24.5282 | 0 | 0 | 0 | 0 | 0.014317 | 0.0096537 | 0.022 | 0.022
T4 | CYE.2395.T4 | CYE | _ | VKIC | 0.1 | 0 | 0 | 0 | 0 | 2366.9579 | 0 | -2.5851 | 2395.2711 | -0.00036512 | 0 | 0 | 17.5 | 397.7601 | 4.7772 | 20.5208 | 381.864 | -8.5286 | 24.5337 | 0 | 0 | 0 | 0 | 0.012752 | 0.012494 | 0.022 | 0.022
T4 | BPM.2395.T4 | BPM | _ | MONI | 0 | 0 | 0 | 0 | 0 | 2367.1579 | 0 | -2.5852 | 2395.4711 | -0.00036512 | 0 | 0 | 17.5 | 396.3283 | 4.7682 | 20.5208 | 384.4269 | -8.5576 | 24.5337 | 0 | 0 | 0 | 0 | 0.012729 | 0.012536 | 0.022 | 0.022
T4 | QF.2395.T4 | QF | QF.3.T4 | QUAD | 0.5 | -0.0511 | 0 | 0 | 0 | 2367.5579 | 0 | -2.5853 | 2395.8711 | -0.00036512 | 0 | 0 | 17.5 | 400.2448 | -15.5413 | 20.5211 | 385.6881 | 11.185 | 24.534 | 0 | 0 | 0 | 0 | 0.012791 | 0.012557 | 0.022 | 0.022
T4 | CXE.2406.T4 | CXE | _ | HKIC | 0.1 | 0 | 0 | 0 | 0 | 2377.9579 | 0 | -2.5891 | 2406.2711 | -0.00036512 | 0 | 0 | 17.5 | 780.3304 | -21.722 | 20.524 | 191.5303 | 7.85 | 24.54 | 0 | 0 | 0 | 0 | 0.017861 | 0.0088486 | 0.022 | 0.022
T4 | BPM.2406.T4 | BPM | _ | MONI | 0 | 0 | 0 | 0 | 0 | 2378.1579 | 0 | -2.5892 | 2406.4711 | -0.00036512 | 0 | 0 | 17.5 | 786.8606 | -21.8129 | 20.524 | 189.1826 | 7.801 | 24.5401 | 0 | 0 | 0 | 0 | 0.017935 | 0.0087942 | 0.022 | 0.022
T4 | QF.2406.T4 | QF | QF.4.T4 | QUAD | 0.5 | 0.0553 | 0 | 0 | 0 | 2378.5579 | 0 | -2.5893 | 2406.8711 | -0.00036512 | 0 | 0 | 17.5 | 793.3242 | 22.09 | 20.5241 | 184.253 | -2.5108 | 24.5407 | 0 | 0 | 0 | 0 | 0.018009 | 0.0086789 | 0.022 | 0.022
T4 | CYE.2417.T4 | CYE | _ | VKIC | 0.1 | 0 | 0 | 0 | 0 | 2388.9579 | 0 | -2.5931 | 2417.2711 | -0.00036512 | 0 | 0 | 17.5 | 406.8139 | 15.8032 | 20.527 | 239.5978 | -2.9152 | 24.5484 | 0 | 0 | 0 | 0 | 0.012896 | 0.0098968 | 0.022 | 0.022
T4 | BPM.2417.T4 | BPM | _ | MONI | 0 | 0 | 0 | 0 | 0 | 2389.1579 | 0 | -2.5932 | 2417.4711 | -0.00036512 | 0 | 0 | 17.5 | 402.0868 | 15.7107 | 20.5271 | 240.4733 | -2.9211 | 24.5485 | 0 | 0 | 0 | 0 | 0.012821 | 0.0099149 | 0.022 | 0.022
T4 | QF.2417.T4 | QF | QF.5.T4 | QUAD | 0.5 | -0.0578 | 0 | 0 | 0 | 2389.5579 | 0 | -2.5933 | 2417.8711 | -0.00036512 | 0 | 0 | 17.5 | 393.2142 | -7.1914 | 20.5273 | 237.3253 | 10.8997 | 24.5489 | 0 | 0 | 0 | 0 | 0.012679 | 0.0098498 | 0.022 | 0.022
T4 | CXE.2439.T4 | CXE | _ | HKIC | 0.1 | 0 | 0 | 0 | 0 | 2410.7329 | 0 | -2.6011 | 2439.0461 | -0.00036512 | 0 | 0 | 17.5 | 753.878 | -10.0035 | 20.5335 | 2.173 | 0.3113 | 24.7363 | 0 | 0 | 0 | 0 | 0.017555 | 0.00094251 | 0.022 | 0.022
T4 | BPM.2439.T4 | BPM | _ | MONI | 0 | 0 | 0 | 0 | 0 | 2410.9329 | 0 | -2.6011 | 2439.2461 | -0.00036512 | 0 | 0 | 17.5 | 756.882 | -10.0236 | 20.5335 | 2.0909 | 0.2356 | 24.7475 | 0 | 0 | 0 | 0 | 0.01759 | 0.00092453 | 0.022 | 0.022
T4 | QH.2439.T4 | QH | QH.2.T4 | QUAD | 0.2 | 0.046 | 0 | 0 | 0 | 2411.1829 | 0 | -2.6012 | 2439.4961 | -0.00036512 | 0 | 0 | 17.5 | 756.928 | 24.8187 | 20.5336 | 2.0062 | -0.0327 | 24.7749 | 0 | 0 | 0 | 0 | 0.017591 | 0.00090561 | 0.022 | 0.022
T4 | CYE.2460.T4 | CYE | _ | VKIC | 0.1 | 0 | 0 | 0 | 0 | 2432.4829 | 0 | -2.609 | 2460.7961 | -0.00036512 | 0 | 0 | 17.5 | 70.1994 | 7.4979 | 20.5483 | 228.715 | -10.636 | 25.0048 | 0 | 0 | 0 | 0 | 0.005357 | 0.0096695 | 0.022 | 0.022
T4 | BPM.2460.T4 | BPM | _ | MONI | 0 | 0 | 0 | 0 | 0 | 2432.6829 | 0 | -2.6091 | 2460.9961 | -0.00036512 | 0 | 0 | 17.5 | 67.9684 | 7.3757 | 20.5486 | 231.917 | -10.7108 | 25.0049 | 0 | 0 | 0 | 0 | 0.0052712 | 0.0097369 | 0.022 | 0.022
T4 | QH.2461.T4 | QH | QH.1.T4 | QUAD | 0.2 | -0.046 | 0 | 0 | 0 | 2432.9329 | 0 | -2.6092 | 2461.2461 | -0.00036512 | 0 | 0 | 17.5 | 63.4939 | 4.1821 | 20.5494 | 237.2949 | 0.0519 | 25.0052 | 0 | 0 | 0 | 0 | 0.0050947 | 0.0098492 | 0.022 | 0.022
T4 | CXE.2482.T4 | CXE | _ | HKIC | 0.1 | 0 | 0 | 0 | 0 | 2454.2329 | 0 | -2.617 | 2482.5461 | -0.00036512 | 0 | 0 | 17.5 | 17.254 | -2.0061 | 20.9385 | 236.9966 | -0.0379 | 25.0195 | 0 | 0 | 0 | 0 | 0.0026558 | 0.009843 | 0.022 | 0.022
T4 | BPM.2482.T4 | BPM | _ | MONI | 0 | 0 | 0 | 0 | 0 | 2454.4329 | 0 | -2.617 | 2482.7461 | -0.00036512 | 0 | 0 | 17.5 | 17.8624 | -2.0498 | 20.9399 | 237.0081 | -0.0385 | 25.0196 | 0 | 0 | 0 | 0 | 0.0027022 | 0.0098432 | 0.022 | 0.022
T4 | QH.2482.T4 | QH | QH.2.T4 | QUAD | 0.2 | 0.046 | 0 | 0 | 0 | 2454.6829 | 0 | -2.6171 | 2482.9961 | -0.00036512 | 0 | 0 | 17.5 | 19.1584 | -1.2688 | 20.9429 | 239.2206 | -10.9991 | 25.0198 | 0 | 0 | 0 | 0 | 0.0027986 | 0.0098891 | 0.022 | 0.022
T4 | CYE.2504.T4 | CYE | _ | VKIC | 0.1 | 0 | 0 | 0 | 0 | 2475.9829 | 0 | -2.6249 | 2504.2961 | -0.00036512 | 0 | 0 | 17.5 | 134.601 | -4.1638 | 21.0116 | 936.9373 | -21.8346 | 25.0269 | 0 | 0 | 0 | 0 | 0.0074179 | 0.019571 | 0.022 | 0.022
T4 | BPM.2504.T4 | BPM | _ | MONI | 0 | 0 | 0 | 0 | 0 | 2476.1829 | 0 | -2.625 | 2504.4961 | -0.00036512 | 0 | 0 | 17.5 | 135.8532 | -4.1842 | 21.0118 | 943.4992 | -21.9111 | 25.027 | 0 | 0 | 0 | 0 | 0.0074523 | 0.019639 | 0.022 | 0.022
T4 | QH.2504.T4 | QH | QH.1.T4 | QUAD | 0.2 | -0.046 | 0 | 0 | 0 | 2476.4329 | 0 | -2.6251 | 2504.7461 | -0.00036512 | 0 | 0 | 17.5 | 140.0732 | -10.6488 | 21.0122 | 950.1407 | 21.7052 | 25.027 | 0 | 0 | 0 | 0 | 0.0075672 | 0.019708 | 0.022 | 0.022
T4 | CXE.2526.T4 | CXE | _ | HKIC | 0.1 | 0 | 0 | 0 | 0 | 2497.7329 | 0 | -2.6328 | 2526.0461 | -0.00036512 | 0 | 0 | 17.5 | 961.4334 | -28.0035 | 21.0214 | 252.0463 | 11.1463 | 25.0339 | 0 | 0 | 0 | 0 | 0.019825 | 0.010151 | 0.022 | 0.022
T4 | BPM.2526.T4 | BPM | _ | MONI | 0 | 0 | 0 | 0 | 0 | 2497.9329 | 0 | -2.6329 | 2526.2461 | -0.00036512 | 0 | 0 | 17.5 | 969.8528 | -28.126 | 21.0214 | 248.7136 | 11.0717 | 25.034 | 0 | 0 | 0 | 0 | 0.019912 | 0.010083 | 0.022 | 0.022
T4 | QH.2526.T4 | QH | QH.2.T4 | QUAD | 0.2 | 0.046 | 0 | 0 | 0 | 2498.1829 | 0 | -2.633 | 2526.4961 | -0.00036512 | 0 | 0 | 17.5 | 980.6083 | 16.7872 | 21.0215 | 243.2596 | -0.246 | 25.0343 | 0 | 0 | 0 | 0 | 0.020022 | 0.0099722 | 0.022 | 0.022
T4 | CYE.2547.T4 | CYE | _ | VKIC | 0.1 | 0 | 0 | 0 | 0 | 2519.4829 | 0 | -2.6408 | 2547.7961 | -0.00036512 | 0 | 0 | 17.5 | 397.3855 | 10.6586 | 21.0269 | 255.6835 | -0.3386 | 25.0478 | 0 | 0 | 0 | 0 | 0.012746 | 0.010224 | 0.022 | 0.022
T4 | BPM.2547.T4 | BPM | _ | MONI | 0 | 0 | 0 | 0 | 0 | 2519.6829 | 0 | -2.6409 | 2547.9961 | -0.00036512 | 0 | 0 | 17.5 | 394.1944 | 10.6154 | 21.0269 | 255.7851 | -0.3393 | 25.0479 | 0 | 0 | 0 | 0 | 0.012694 | 0.010226 | 0.022 | 0.022
T4 | QH.2548.T4 | QH | QH.1.T4 | QUAD | 0.2 | -0.046 | 0 | 0 | 0 | 2519.9329 | 0 | -2.6409 | 2548.2461 | -0.00036512 | 0 | 0 | 17.5 | 390.3776 | -7.3693 | 21.0271 | 253.6779 | 11.352 | 25.0481 | 0 | 0 | 0 | 0 | 0.012633 | 0.010183 | 0.022 | 0.022
T4 | CXE.2567.T4 | CXE | _ | HKIC | 0.1 | 0 | 0 | 0 | 0 | 2538.8879 | 0 | -2.6479 | 2567.2011 | -0.00036512 | 0 | 0 | 17.5 | 719.644 | -10.0476 | 21.0328 | 7.4256 | 1.6738 | 25.1199 | 0 | 0 | 0 | 0 | 0.017152 | 0.0017423 | 0.022 | 0.022
T4 | BPM.2567.T4 | BPM | _ | MONI | 0 | 0 | 0 | 0 | 0 | 2539.0879 | 0 | -2.6479 | 2567.4011 | -0.00036512 | 0 | 0 | 17.5 | 722.6614 | -10.0689 | 21.0328 | 6.935 | 1.597 | 25.1232 | 0 | 0 | 0 | 0 | 0.017188 | 0.0016838 | 0.022 | 0.022
T4 | QE.2568.T4 | QE | QE.4.T4 | QUAD | 1 | 0.2019 | 0 | 0 | 0 | 2539.7379 | 0 | -2.6482 | 2568.0511 | -0.00036512 | 0 | 0 | 17.5 | 606.4864 | 121.1578 | 21.0331 | 4.9442 | 0.1041 | 25.156 | 0 | 0 | 0 | 0 | 0.015746 | 0.0014217 | 0.022 | 0.022
T4 | CYE.2570.T4 | CYE | _ | VKIC | 0.1 | 0 | 0 | 0 | 0 | 2542.0279 | 0 | -2.649 | 2570.3411 | -0.00036512 | 0 | 0 | 17.5 | 242.5754 | 76.62 | 21.0338 | 5.2532 | -0.2721 | 25.2148 | 0 | 0 | 0 | 0 | 0.0099582 | 0.0014654 | 0.022 | 0.022
T4 | BPM.2570.T4 | BPM | _ | MONI | 0 | 0 | 0 | 0 | 0 | 2542.2279 | 0 | -2.6491 | 2570.5411 | -0.00036512 | 0 | 0 | 17.5 | 220.134 | 72.9892 | 21.0339 | 5.3394 | -0.3027 | 25.2193 | 0 | 0 | 0 | 0 | 0.0094863 | 0.0014774 | 0.022 | 0.022
T4 | QE.2571.T4 | QE | QE.3.T4 | QUAD | 1 | -0.2021 | 0 | 0 | 0 | 2542.8779 | 0 | -2.6493 | 2571.1911 | -0.00036512 | 0 | 0 | 17.5 | 109.4343 | 25.9275 | 21.0352 | 5.1803 | 0.5706 | 25.2529 | 0 | 0 | 0 | 0 | 0.0066886 | 0.0014552 | 0.022 | 0.022
T4 | CYE.2581.T4 | CYE | _ | VKIC | 0.1 | 0 | 0 | 0 | 0 | 2553.4579 | 0 | -2.6532 | 2581.7711 | -0.00036512 | 0 | 0 | 17.5 | 215.4366 | -36.3917 | 21.5246 | 19.8787 | -2.0216 | 25.5123 | 0 | 0 | 0 | 0 | 0.0093846 | 0.0028507 | 0.022 | 0.022
T4 | BPM.2581.T4 | BPM | _ | MONI | 0 | 0 | 0 | 0 | 0 | 2553.6579 | 0 | -2.6533 | 2581.9711 | -0.00036512 | 0 | 0 | 17.5 | 226.4925 | -37.3144 | 21.5248 | 20.4909 | -2.06 | 25.5135 | 0 | 0 | 0 | 0 | 0.0096224 | 0.0028942 | 0.022 | 0.022
T4 | QE.2582.T4 | QE | QE.1.T4 | QUAD | 1 | 0.304 | 0 | 0 | 0 | 2554.3079 | 0 | -2.6535 | 2582.6211 | -0.00036512 | 0 | 0 | 17.5 | 240.018 | 36.2713 | 21.5255 | 33.5929 | -11.6192 | 25.5209 | 0 | 0 | 0 | 0 | 0.0099055 | 0.0037058 | 0.022 | 0.022
T4 | BE.2584.T4 | BE | BE.1.T4 | RBEN | 2.5 | 0.0115 | 0 | 0 | 0 | 2556.2579 | 0.0072 | -2.6542 | 2584.5712 | -0.0003651 | 0.017255 | -4.2e-06 | 17.5 | 84.1438 | 21.4608 | 21.5285 | 125.8428 | -22.5447 | 25.5276 | 0.0144 | 0.0115 | 0 | 0 | 0.006297 | 0.0071725 | 0.022 | 0.022
T4 | CXE.2586.T4 | CXE | _ | HKIC | 0.1 | 0 | 0 | 0 | 0 | 2558.4579 | -0.0253 | -2.655 | 2586.771 | -0.0003651 | 0.011503 | -4.2e-06 | 17.5 | 46.7076 | 15.9754 | 21.5311 | 174.979 | -26.5915 | 25.5286 | 0.0259 | 0.0115 | 0 | 0 | 0.0051467 | 0.0084576 | 0.022 | 0.022
T4 | BPM.2586.T4 | BPM | _ | MONI | 0 | 0 | 0 | 0 | 0 | 2558.6579 | -0.0276 | -2.6551 | 2586.971 | -0.0003651 | 0.011503 | -4.2e-06 | 17.5 | 42.0384 | 15.1525 | 21.5316 | 183.0475 | -27.1985 | 25.5288 | 0.0276 | 0.0115 | 0 | 0 | 0.0049735 | 0.0086504 | 0.022 | 0.022
T4 | QE.2587.T4 | QE | QE.2.T4 | QUAD | 1 | -0.3039 | 0 | 0 | 0 | 2559.3079 | -0.0351 | -2.6553 | 2587.6209 | -0.0003651 | 0.011503 | -4.2e-06 | 17.5 | 21.4896 | 3.3984 | 21.5381 | 187.4736 | 31.2345 | 25.5297 | 0.046 | 0.0227 | 0 | 0 | 0.0043439 | 0.0087544 | 0.022 | 0.022
T4 | CYE.2590.T4 | CYE | _ | VKIC | 0.1 | 0 | 0 | 0 | 0 | 2562.2579 | -0.069 | -2.6564 | 2590.5707 | -0.0003651 | 0.011503 | -4.2e-06 | 17.5 | 8.1472 | 1.9385 | 21.5683 | 63.859 | 18.2114 | 25.5333 | 0.1027 | 0.0227 | 0 | 0 | 0.004906 | 0.0051094 | 0.022 | 0.022
T4 | BPM.2590.T4 | BPM | _ | MONI | 0 | 0 | 0 | 0 | 0 | 2562.4579 | -0.0713 | -2.6565 | 2590.7707 | -0.0003651 | 0.011503 | -4.2e-06 | 17.5 | 7.5788 | 1.8509 | 21.5714 | 58.5127 | 17.43 | 25.5337 | 0.1061 | 0.0227 | 0 | 0 | 0.0049432 | 0.0048908 | 0.022 | 0.022
T4 | SB.2591.T4 | SB | SB.1.T4 | SEXT | 1 | -2.4855 | 0 | 0 | 0 | 2563.1079 | -0.0788 | -2.6567 | 2591.4207 | -0.0003651 | 0.011503 | -4.2e-06 | 17.5 | 4.0941 | 1.1793 | 21.6045 | 25.3129 | 11.4394 | 25.5385 | 0.1322 | 0.0227 | 0 | 0 | 0.0052597 | 0.0032168 | 0.022 | 0.022
T4 | QE.2592.T4 | QE | QE.1.T4 | QUAD | 1 | 0.304 | 0 | 0 | 0 | 2564.3079 | -0.0926 | -2.6571 | 2592.6206 | -0.0003651 | 0.011503 | -4.2e-06 | 17.5 | 1.4526 | 0.9037 | 21.6804 | 8.4698 | 3.3172 | 25.5524 | 0.138 | -0.0202 | 0 | 0 | 0.0049106 | 0.0018608 | 0.022 | 0.022
T4 | SB.2593.T4 | SB | SB.2.T4 | SEXT | 1 | 7.5388 | 0 | 0 | 0 | 2565.5079 | -0.1064 | -2.6576 | 2593.8205 | -0.0003651 | 0.011503 | -4.2e-06 | 17.5 | 1.0846 | -0.597 | 21.8831 | 2.5494 | 1.6165 | 25.594 | 0.1138 | -0.0202 | 0 | 0 | 0.0040799 | 0.0010209 | 0.022 | 0.022
T4 | CXE.2596.T4 | CXE | _ | HKIC | 0.1 | 0 | 0 | 0 | 0 | 2568.4579 | -0.1403 | -2.6587 | 2596.7703 | -0.0003651 | 0.011503 | -4.2e-06 | 17.5 | 11.8856 | -3.7234 | 22.0056 | 3.3245 | -1.9266 | 25.9296 | 0.0634 | -0.0202 | 0 | 0 | 0.0041063 | 0.0011658 | 0.022 | 0.022
T4 | BPM.2596.T4 | BPM | _ | MONI | 0 | 0 | 0 | 0 | 0 | 2568.6579 | -0.1426 | -2.6587 | 2596.9703 | -0.0003651 | 0.011503 | -4.2e-06 | 17.5 | 13.0307 | -3.911 | 22.0076 | 3.9344 | -2.1391 | 25.9362 | 0.0604 | -0.0202 | 0 | 0 | 0.00412 | 0.0012682 | 0.022 | 0.022
T4 | QE.2597.T4 | QE | QE.2.T4 | QUAD | 1 | -0.3039 | 0 | 0 | 0 | 2569.3079 | -0.1501 | -2.659 | 2597.6203 | -0.0003651 | 0.011503 | -4.2e-06 | 17.5 | 30.3587 | -13.6297 | 22.0174 | 8.4297 | -1.0747 | 25.9662 | 0.0451 | -0.005 | 0 | 0 | 0.0048759 | 0.0018564 | 0.022 | 0.022
T4 | CYE.2601.T4 | CYE | _ | VKIC | 0.1 | 0 | 0 | 0 | 0 | 2573.4579 | -0.1979 | -2.6605 | 2601.77 | -0.0003651 | 0.011503 | -4.2e-06 | 17.5 | 215.4394 | -36.3922 | 22.0246 | 19.8827 | -2.0207 | 26.0123 | 0.0266 | -0.005 | 0 | 0 | 0.010183 | 0.002851 | 0.022 | 0.022
T4 | BPM.2601.T4 | BPM | _ | MONI | 0 | 0 | 0 | 0 | 0 | 2573.6579 | -0.2002 | -2.6606 | 2601.97 | -0.0003651 | 0.011503 | -4.2e-06 | 17.5 | 226.4955 | -37.315 | 22.0248 | 20.4947 | -2.059 | 26.0135 | 0.0259 | -0.005 | 0 | 0 | 0.010399 | 0.0028945 | 0.022 | 0.022
T4 | QE.2602.T4 | QE | QE.1.T4 | QUAD | 1 | 0.304 | 0 | 0 | 0 | 2574.3079 | -0.2076 | -2.6608 | 2602.6199 | -0.0003651 | 0.011503 | -4.2e-06 | 17.5 | 240.0213 | 36.2717 | 22.0255 | 33.5948 | -11.6185 | 26.0209 | 0.0167 | -0.0115 | 0 | 0 | 0.010407 | 0.0037059 | 0.022 | 0.022
T4 | BE.2604.T4 | BE | BE.1.T4 | RBEN | 2.5 | 0.0115 | 0 | 0 | 0 | 2576.2579 | -0.2229 | -2.6615 | 2604.57 | -0.00036503 | 0.028759 | -8.4e-06 | 17.5 | 84.1451 | 21.4611 | 22.0285 | 125.8359 | -22.5421 | 26.0276 | 0 | 0 | 0 | 0 | 0.005865 | 0.0071723 | 0.022 | 0.022
T4 | CXE.2606.T4 | CXE | _ | HKIC | 0.1 | 0 | 0 | 0 | 0 | 2578.4579 | -0.2807 | -2.6623 | 2606.7693 | -0.00036503 | 0.023007 | -8.4e-06 | 17.5 | 46.7084 | 15.9756 | 22.0311 | 174.9662 | -26.5882 | 26.0286 | 0 | 0 | 0 | 0 | 0.0043697 | 0.0084573 | 0.022 | 0.022
T4 | BPM.2606.T4 | BPM | _ | MONI | 0 | 0 | 0 | 0 | 0 | 2578.6579 | -0.2853 | -2.6624 | 2606.9692 | -0.00036503 | 0.023007 | -8.4e-06 | 17.5 | 42.0391 | 15.1528 | 22.0316 | 183.0337 | -27.1951 | 26.0288 | 0 | 0 | 0 | 0 | 0.0041455 | 0.0086501 | 0.022 | 0.022
T4 | QE.2607.T4 | QE | QE.2.T4 | QUAD | 1 | -0.3039 | 0 | 0 | 0 | 2579.3079 | -0.3002 | -2.6626 | 2607.619 | -0.00036503 | 0.023007 | -8.4e-06 | 17.5 | 21.49 | 3.3985 | 22.0381 | 187.4566 | 31.233 | 26.0297 | 0 | 0 | 0 | 0 | 0.002964 | 0.008754 | 0.022 | 0.022
T4 | CXE.2618.T4 | CXE | _ | HKIC | 0.1 | 0 | 0 | 0 | 0 | 2589.8879 | -0.5436 | -2.6665 | 2618.1962 | -0.00036503 | 0.023007 | -8.4e-06 | 17.5 | 12.5625 | -2.5172 | 22.4323 | 89.2282 | -21.5362 | 26.5172 | 0 | 0 | 0 | 0 | 0.0022662 | 0.0060396 | 0.022 | 0.022
T4 | BPM.2618.T4 | BPM | _ | MONI | 0 | 0 | 0 | 0 | 0 | 2590.0879 | -0.5482 | -2.6666 | 2618.3962 | -0.00036503 | 0.023007 | -8.4e-06 | 17.5 | 13.3308 | -2.6048 | 22.4342 | 95.8063 | -22.3176 | 26.5175 | 0 | 0 | 0 | 0 | 0.0023344 | 0.0062582 | 0.022 | 0.022
T4 | QE.2619.T4 | QE | QE.4.T4 | QUAD | 1 | 0.2019 | 0 | 0 | 0 | 2590.7379 | -0.5632 | -2.6668 | 2619.046 | -0.00036503 | 0.023007 | -8.4e-06 | 17.5 | 16.695 | 0.298 | 22.446 | 183.0081 | -62.6285 | 26.5189 | 0 | 0 | 0 | 0 | 0.0026125 | 0.0086495 | 0.022 | 0.022
T4 | CYE.2621.T4 | CYE | _ | VKIC | 0.1 | 0 | 0 | 0 | 0 | 2593.0279 | -0.6159 | -2.6676 | 2621.3354 | -0.00036503 | 0.023007 | -8.4e-06 | 17.5 | 15.8191 | 0.178 | 22.464 | 486.0617 | -102.0745 | 26.5199 | 0 | 0 | 0 | 0 | 0.002543 | 0.014096 | 0.022 | 0.022
T4 | BPM.2621.T4 | BPM | _ | MONI | 0 | 0 | 0 | 0 | 0 | 2593.2279 | -0.6205 | -2.6677 | 2621.5353 | -0.00036503 | 0.023007 | -8.4e-06 | 17.5 | 15.7672 | 0.1682 | 22.4655 | 517.1664 | -105.2902 | 26.5199 | 0 | 0 | 0 | 0 | 0.0025388 | 0.01454 | 0.022 | 0.022
T4 | QE.2622.T4 | QE | QE.3.T4 | QUAD | 1 | -0.2021 | 0 | 0 | 0 | 2593.8779 | -0.6354 | -2.6679 | 2622.1852 | -0.00036503 | 0.023007 | -8.4e-06 | 17.5 | 18.8223 | -3.4689 | 22.4766 | 654.505 | 10.4243 | 26.5202 | 0 | 0 | 0 | 0 | 0.0027739 | 0.016357 | 0.022 | 0.022
T4 | CXE.2641.T4 | CXE | _ | HKIC | 0.1 | 0 | 0 | 0 | 0 | 2613.2329 | -1.0807 | -2.675 | 2641.5351 | -0.00036503 | 0.023007 | -8.4e-06 | 17.5 | 397.456 | -16.5593 | 22.5117 | 320.2453 | 7.2567 | 26.5268 | 0 | 0 | 0 | 0 | 0.012747 | 0.011442 | 0.022 | 0.022
T4 | BPM.2641.T4 | BPM | _ | MONI | 0 | 0 | 0 | 0 | 0 | 2613.4329 | -1.0853 | -2.6751 | 2641.735 | -0.00036503 | 0.023007 | -8.4e-06 | 17.5 | 402.4394 | -16.6632 | 22.5117 | 318.072 | 7.2315 | 26.5269 | 0 | 0 | 0 | 0 | 0.012826 | 0.011403 | 0.022 | 0.022
T4 | QH.2641.T4 | QH | QH.2.T4 | QUAD | 0.2 | 0.046 | 0 | 0 | 0 | 2613.6829 | -1.091 | -2.6752 | 2641.9849 | -0.00036503 | 0.023007 | -8.4e-06 | 17.5 | 410.4141 | 2.0114 | 22.5119 | 315.925 | -7.3001 | 26.5271 | 0 | 0 | 0 | 0 | 0.012953 | 0.011364 | 0.022 | 0.022
T4 | CYE.2663.T4 | CYE | _ | VKIC | 0.1 | 0 | 0 | 0 | 0 | 2634.9829 | -1.581 | -2.6829 | 2663.2793 | -0.00036503 | 0.023007 | -8.4e-06 | 17.5 | 330.4829 | 1.7501 | 22.5211 | 703.7782 | -10.9518 | 26.5342 | 0 | 0 | 0 | 0 | 0.011623 | 0.016962 | 0.022 | 0.022
T4 | BPM.2663.T4 | BPM | _ | MONI | 0 | 0 | 0 | 0 | 0 | 2635.1829 | -1.5856 | -2.683 | 2663.4792 | -0.00036503 | 0.023007 | -8.4e-06 | 17.5 | 329.9581 | 1.7483 | 22.5211 | 707.0676 | -10.9776 | 26.5343 | 0 | 0 | 0 | 0 | 0.011614 | 0.017001 | 0.022 | 0.022
T4 | QH.2663.T4 | QH | QH.1.T4 | QUAD | 0.2 | -0.046 | 0 | 0 | 0 | 2635.4329 | -1.5914 | -2.6831 | 2663.7292 | -0.00036503 | 0.023007 | -8.4e-06 | 17.5 | 331.7685 | -13.4549 | 22.5213 | 708.2375 | 21.6071 | 26.5344 | 0 | 0 | 0 | 0 | 0.011646 | 0.017016 | 0.022 | 0.022
T4 | CXE.2685.T4 | CXE | _ | HKIC | 0.1 | 0 | 0 | 0 | 0 | 2656.7329 | -2.0814 | -2.6909 | 2685.0235 | -0.00036503 | 0.023007 | -8.4e-06 | 17.5 | 1151.366 | -25.1144 | 22.5268 | 88.2408 | 7.5692 | 26.5479 | 0 | 0 | 0 | 0 | 0.021695 | 0.0060061 | 0.022 | 0.022
T4 | BPM.2685.T4 | BPM | _ | MONI | 0 | 0 | 0 | 0 | 0 | 2656.9329 | -2.086 | -2.691 | 2685.2235 | -0.00036503 | 0.023007 | -8.4e-06 | 17.5 | 1158.9126 | -25.1967 | 22.5268 | 85.9849 | 7.4701 | 26.5482 | 0 | 0 | 0 | 0 | 0.021766 | 0.0059288 | 0.022 | 0.022
T4 | QH.2685.T4 | QH | QH.2.T4 | QUAD | 0.2 | 0.046 | 0 | 0 | 0 | 2657.1829 | -2.0917 | -2.691 | 2685.4734 | -0.00036503 | 0.023007 | -8.4e-06 | 17.5 | 1165.868 | 28.3496 | 22.5269 | 81.5909 | 3.5015 | 26.5488 | 0 | 0 | 0 | 0 | 0.021831 | 0.0057753 | 0.022 | 0.022
T4 | CYE.2706.T4 | CYE | _ | VKIC | 0.1 | 0 | 0 | 0 | 0 | 2678.4829 | -2.5817 | -2.6988 | 2706.7678 | -0.00036503 | 0.023007 | -8.4e-06 | 17.5 | 272.6845 | 13.6825 | 22.5329 | 6.1671 | 0.0479 | 26.7469 | 0 | 0 | 0 | 0 | 0.010558 | 0.0015878 | 0.022 | 0.022
T4 | BPM.2706.T4 | BPM | _ | MONI | 0 | 0 | 0 | 0 | 0 | 2678.6829 | -2.5863 | -2.6989 | 2706.9677 | -0.00036503 | 0.023007 | -8.4e-06 | 17.5 | 268.5952 | 13.579 | 22.5329 | 6.1564 | 0.0235 | 26.7508 | 0 | 0 | 0 | 0 | 0.010479 | 0.0015864 | 0.022 | 0.022
T4 | QH.2707.T4 | QH | QH.1.T4 | QUAD | 0.2 | -0.046 | 0 | 0 | 0 | 2678.9329 | -2.5921 | -2.699 | 2707.2177 | -0.00036503 | 0.023007 | -8.4e-06 | 17.5 | 261.5802 | 1.3544 | 22.5332 | 6.1035 | 0.2479 | 26.7599 | 0 | 0 | 0 | 0 | 0.010341 | 0.0015796 | 0.022 | 0.022
T4 | CXE.2728.T4 | CXE | _ | HKIC | 0.1 | 0 | 0 | 0 | 0 | 2700.2329 | -3.0821 | -2.7068 | 2728.512 | -0.00036503 | 0.023007 | -8.4e-06 | 17.5 | 208.9113 | 1.1241 | 22.5476 | 74.0991 | -3.4476 | 27.0036 | 0 | 0 | 0 | 0 | 0.0092414 | 0.0055038 | 0.022 | 0.022
T4 | BPM.2728.T4 | BPM | _ | MONI | 0 | 0 | 0 | 0 | 0 | 2700.4329 | -3.0867 | -2.7068 | 2728.712 | -0.00036503 | 0.023007 | -8.4e-06 | 17.5 | 208.5743 | 1.1225 | 22.5478 | 75.1373 | -3.4737 | 27.0039 | 0 | 0 | 0 | 0 | 0.0092339 | 0.0055422 | 0.022 | 0.022
T4 | QH.2728.T4 | QH | QH.2.T4 | QUAD | 0.2 | 0.046 | 0 | 0 | 0 | 2700.6829 | -3.0925 | -2.7069 | 2728.9619 | -0.00036503 | 0.023007 | -8.4e-06 | 17.5 | 205.8847 | 10.6086 | 22.548 | 78.3011 | -7.1216 | 27.0047 | 0 | 0 | 0 | 0 | 0.0091742 | 0.0056577 | 0.022 | 0.022
T4 | CYE.2749.T4 | CYE | _ | VKIC | 0.1 | 0 | 0 | 0 | 0 | 2721.0829 | -3.5618 | -2.7144 | 2749.3565 | -0.00036503 | 0.023007 | -8.4e-06 | 17.5 | 2.4972 | -0.6141 | 22.8707 | 641.6747 | -20.5626 | 27.0191 | 0 | 0 | 0 | 0 | 0.0010104 | 0.016196 | 0.022 | 0.022
T4 | BPM.2749.T4 | BPM | _ | MONI | 0 | 0 | 0 | 0 | 0 | 2721.2829 | -3.5664 | -2.7144 | 2749.5564 | -0.00036503 | 0.023007 | -8.4e-06 | 17.5 | 2.6939 | -0.6969 | 22.8799 | 647.8583 | -20.6617 | 27.0192 | 0 | 0 | 0 | 0 | 0.0010494 | 0.016274 | 0.022 | 0.022
T4 | QF.2749.T4 | QF | QF.7.T4 | QUAD | 0.5 | -0.0662 | 0 | 0 | 0 | 2721.6829 | -3.5756 | -2.7146 | 2749.9563 | -0.00036503 | 0.023007 | -8.4e-06 | 17.5 | 3.9493 | -1.3111 | 22.9121 | 653.116 | 22.651 | 27.0193 | 0 | 0 | 0 | 0 | 0.0012706 | 0.01634 | 0.022 | 0.022
T4 | CXE.2760.T4 | CXE | _ | HKIC | 0.1 | 0 | 0 | 0 | 0 | 2732.0829 | -3.8148 | -2.7184 | 2760.3536 | -0.00036503 | 0.023007 | -8.4e-06 | 17.5 | 102.3228 | -8.3334 | 22.9968 | 272.9259 | 14.6226 | 27.0232 | 0 | 0 | 0 | 0 | 0.0064676 | 0.010563 | 0.022 | 0.022
T4 | BPM.2760.T4 | BPM | _ | MONI | 0 | 0 | 0 | 0 | 0 | 2732.2829 | -3.8194 | -2.7185 | 2760.5535 | -0.00036503 | 0.023007 | -8.4e-06 | 17.5 | 104.8383 | -8.4367 | 22.9971 | 268.5568 | 14.5045 | 27.0233 | 0 | 0 | 0 | 0 | 0.0065466 | 0.010478 | 0.022 | 0.022
T4 | QF.2760.T4 | QF | QF.8.T4 | QUAD | 0.5 | 0.0798 | 0 | 0 | 0 | 2732.6829 | -3.8286 | -2.7186 | 2760.9534 | -0.00036503 | 0.023007 | -8.4e-06 | 17.5 | 111.6399 | 0.1432 | 22.998 | 260.337 | -6.5109 | 27.0237 | 0 | 0 | 0 | 0 | 0.0067556 | 0.010316 | 0.022 | 0.022
T4 | CYE.2771.T4 | CYE | _ | VKIC | 0.1 | 0 | 0 | 0 | 0 | 2743.0829 | -4.0679 | -2.7224 | 2771.3507 | -0.00036503 | 0.023007 | -8.4e-06 | 17.5 | 109.6697 | 0.05 | 23.0127 | 410.5008 | -8.211 | 27.0286 | 0 | 0 | 0 | 0 | 0.0066957 | 0.012954 | 0.022 | 0.022
T4 | BPM.2771.T4 | BPM | _ | MONI | 0 | 0 | 0 | 0 | 0 | 2743.2829 | -4.0725 | -2.7225 | 2771.5506 | -0.00036503 | 0.023007 | -8.4e-06 | 17.5 | 109.6549 | 0.0486 | 23.0129 | 412.9679 | -8.236 | 27.0287 | 0 | 0 | 0 | 0 | 0.0066953 | 0.012993 | 0.022 | 0.022
T4 | QF.2771.T4 | QF | QF.9.T4 | QUAD | 0.5 | -0.0849 | 0 | 0 | 0 | 2743.6829 | -4.0817 | -2.7226 | 2771.9505 | -0.00036503 | 0.023007 | -8.4e-06 | 17.5 | 114.3122 | -9.5224 | 23.0138 | 406.1346 | 26.6128 | 27.0289 | 0 | 0 | 0 | 0 | 0.006836 | 0.012885 | 0.022 | 0.022
T4 | CXE.2782.T4 | CXE | _ | HKIC | 0.1 | 0 | 0 | 0 | 0 | 2754.0829 | -4.3209 | -2.7264 | 2782.3478 | -0.00036503 | 0.023007 | -8.4e-06 | 17.5 | 392.0058 | -17.7025 | 23.0215 | 44.9208 | 8.8003 | 27.041 | 0 | 0 | 0 | 0 | 0.012659 | 0.0042853 | 0.022 | 0.022
T4 | BPM.2782.T4 | BPM | _ | MONI | 0 | 0 | 0 | 0 | 0 | 2754.2829 | -4.3255 | -2.7265 | 2782.5477 | -0.00036503 | 0.023007 | -8.4e-06 | 17.5 | 397.3346 | -17.8228 | 23.0216 | 42.32 | 8.5384 | 27.0415 | 0 | 0 | 0 | 0 | 0.012745 | 0.0041594 | 0.022 | 0.022
T4 | QF.2782.T4 | QF | QF.10.T4 | QUAD | 0.5 | 0.0934 | 0 | 0 | 0 | 2754.6829 | -4.3347 | -2.7266 | 2782.9476 | -0.00036503 | 0.023007 | -8.4e-06 | 17.5 | 401.7614 | 19.7899 | 23.0218 | 33.5932 | 4.3254 | 27.0443 | 0 | 0 | 0 | 0 | 0.012816 | 0.0037058 | 0.022 | 0.022
T4 | CXA.2791.T4 | CXA | _ | HKIC | 0.055 | 0 | 0 | 0 | 0 | 2762.7994 | -4.5214 | -2.7296 | 2791.062 | -0.00036503 | 0.023007 | -8.4e-06 | 17.5 | 150.2192 | 12.0751 | 23.0269 | 1.864 | -0.306 | 27.3054 | 0 | 0 | 0 | 0 | 0.0078364 | 0.00087293 | 0.007 | 0.007
T4 | QA.2791.T4 | QA | QA.3.T4 | QUAD | 0.1 | -0.136 | 0 | 0 | 0 | 2762.9769 | -4.5255 | -2.7297 | 2791.2394 | -0.00036503 | 0.023007 | -8.4e-06 | 17.5 | 147.4266 | -8.086 | 23.0272 | 1.9831 | -0.1526 | 27.3219 | 0 | 0 | 0 | 0 | 0.0077632 | 0.00090038 | 0.007 | 0.007
T4 | BPM.2791.T4 | BPM | _ | MONI | 0 | 0 | 0 | 0 | 0 | 2763.0269 | -4.5267 | -2.7297 | 2791.2894 | -0.00036503 | 0.023007 | -8.4e-06 | 17.5 | 147.4266 | -8.086 | 23.0272 | 1.9831 | -0.1526 | 27.3219 | 0 | 0 | 0 | 0 | 0.0077632 | 0.00090038 | 0.022 | 0.022
T4 | CYA.2791.T4 | CYA | _ | VKIC | 0.055 | 0 | 0 | 0 | 0 | 2763.2044 | -4.5308 | -2.7297 | 2791.4669 | -0.00036503 | 0.023007 | -8.4e-06 | 17.5 | 150.7608 | -8.1783 | 23.0274 | 2.0673 | -0.2583 | 27.338 | 0 | 0 | 0 | 0 | 0.0078505 | 0.0009193 | 0.007 | 0.007
T4 | CXA.2797.T4 | CXA | _ | HKIC | 0.055 | 0 | 0 | 0 | 0 | 2768.8994 | -4.6618 | -2.7318 | 2797.1603 | -0.00036503 | 0.023007 | -8.4e-06 | 17.5 | 258.5162 | -10.7427 | 23.032 | 21.7455 | -3.197 | 27.4996 | 0 | 0 | 0 | 0 | 0.01028 | 0.0029815 | 0.007 | 0.007
T4 | QA.2797.T4 | QA | QA.4.T4 | QUAD | 0.1 | 0.136 | 0 | 0 | 0 | 2769.0769 | -4.6659 | -2.7319 | 2797.3378 | -0.00036503 | 0.023007 | -8.4e-06 | 17.5 | 259.2815 | 24.6017 | 23.0321 | 23.3568 | -6.4632 | 27.501 | 0 | 0 | 0 | 0 | 0.010295 | 0.00309 | 0.007 | 0.007
T4 | BPM.2797.T4 | BPM | _ | MONI | 0 | 0 | 0 | 0 | 0 | 2769.1269 | -4.667 | -2.7319 | 2797.3878 | -0.00036503 | 0.023007 | -8.4e-06 | 17.5 | 259.2815 | 24.6017 | 23.0321 | 23.3568 | -6.4632 | 27.501 | 0 | 0 | 0 | 0 | 0.010295 | 0.00309 | 0.022 | 0.022
T4 | CYA.2797.T4 | CYA | _ | VKIC | 0.055 | 0 | 0 | 0 | 0 | 2769.3044 | -4.6711 | -2.732 | 2797.5652 | -0.00036503 | 0.023007 | -8.4e-06 | 17.5 | 249.2931 | 24.1224 | 23.0322 | 26.0837 | -6.8386 | 27.5023 | 0 | 0 | 0 | 0 | 0.010095 | 0.0032654 | 0.007 | 0.007
T4 | END.2797.T4 | END | _ | MARK | 0 | 0 | 0 | 0 | 0 | 2769.4919 | -4.6754 | -2.732 | 2797.7527 | -0.00036503 | 0.023007 | -8.4e-06 | 17.5 | 241.6338 | 23.7483 | 23.0323 | 28.3189 | -7.1316 | 27.5032 | 0 | 0 | 0 | 0 | 0.0099388 | 0.0034025 | #N/A | #N/A
SA3 | START.2797.SA3 | START | _ | MARK | 0 | 0 | 0 | 0 | 0 | 2769.4919 | -4.6754 | -2.732 | 2797.7527 | -0.00036503 | 0.023007 | -8.4e-06 | 17.5 | 241.6338 | 23.7483 | 23.0323 | 28.3189 | -7.1316 | 27.5032 | 0 | 0 | 0 | 0 | 0.0099388 | 0.0034025 | #N/A | #N/A
SA3 | UNDU.2800.SA3 | UNDU | _ | UNDULATO | 5 | 0 | 0 | 0 | 0 | 2771.9919 | -4.7329 | -2.733 | 2800.252 | -0.00036503 | 0.023007 | -8.4e-06 | 17.5 | 62.6053 | 12.0574 | 23.0388 | 145.4174 | -16.2881 | 27.5156 | 0 | 0 | 0 | 0 | 0.005059 | 0.0077102 | 0.003 | 0.003
SA3 | BPS.2803.SA3 | BPS | _ | PHASESHI | 0.215 | 0 | 0 | 0 | 0 | 2774.7594 | -4.7966 | -2.734 | 2803.0188 | -0.00036503 | 0.023007 | -8.4e-06 | 17.5 | 53.891 | 11.1806 | 23.0398 | 157.891 | -16.9748 | 27.516 | 0 | 0 | 0 | 0 | 0.0046937 | 0.008034 | 0.003 | 0.003
SA3 | CXA.2803.SA3 | CXA | _ | HKIC | 0.055 | 0 | 0 | 0 | 0 | 2774.9444 | -4.8008 | -2.734 | 2803.2037 | -0.00036503 | 0.023007 | -8.4e-06 | 17.5 | 51.5688 | 10.9351 | 23.0401 | 161.4759 | -17.1671 | 27.5161 | 0 | 0 | 0 | 0 | 0.0045914 | 0.0081247 | 0.007 | 0.007
SA3 | QA.2803.SA3 | QA | QA.1.SA3 | QUAD | 0.1 | -0.136 | 0 | 0 | 0 | 2775.1769 | -4.8062 | -2.7341 | 2803.4362 | -0.00036503 | 0.023007 | -8.4e-06 | 17.5 | 46.784 | 4.0039 | 23.041 | 168.0591 | 5.3329 | 27.5164 | 0 | 0 | 0 | 0 | 0.0043732 | 0.0082887 | 0.007 | 0.007
SA3 | BPM.2803.SA3 | BPM | _ | MONI | 0 | 0 | 0 | 0 | 0 | 2775.2269 | -4.8073 | -2.7341 | 2803.4862 | -0.00036503 | 0.023007 | -8.4e-06 | 17.5 | 46.784 | 4.0039 | 23.041 | 168.0591 | 5.3329 | 27.5164 | 0 | 0 | 0 | 0 | 0.0043732 | 0.0082887 | 0.022 | 0.022
SA3 | CYA.2803.SA3 | CYA | _ | VKIC | 0.055 | 0 | 0 | 0 | 0 | 2775.4044 | -4.8114 | -2.7342 | 2803.6636 | -0.00036503 | 0.023007 | -8.4e-06 | 17.5 | 45.1577 | 3.9293 | 23.0417 | 165.8799 | 5.297 | 27.5166 | 0 | 0 | 0 | 0 | 0.0042966 | 0.0082348 | 0.007 | 0.007
SA3 | UNDU.2806.SA3 | UNDU | _ | UNDULATO | 5 | 0 | 0 | 0 | 0 | 2778.0919 | -4.8733 | -2.7352 | 2806.3504 | -0.00036503 | 0.023007 | -8.4e-06 | 17.5 | 14.3003 | 2.0508 | 23.0742 | 115.8795 | 4.3931 | 27.5225 | 0 | 0 | 0 | 0 | 0.0024178 | 0.0068827 | 0.003 | 0.003
SA3 | BPS.2809.SA3 | BPS | _ | PHASESHI | 0.215 | 0 | 0 | 0 | 0 | 2780.8594 | -4.9369 | -2.7362 | 2809.1172 | -0.00036503 | 0.023007 | -8.4e-06 | 17.5 | 12.8133 | 1.9143 | 23.0786 | 112.6093 | 4.3274 | 27.523 | 0 | 0 | 0 | 0 | 0.0022887 | 0.0067849 | 0.003 | 0.003
SA3 | CXA.2809.SA3 | CXA | _ | HKIC | 0.055 | 0 | 0 | 0 | 0 | 2781.0444 | -4.9412 | -2.7363 | 2809.3021 | -0.00036503 | 0.023007 | -8.4e-06 | 17.5 | 12.4153 | 1.8761 | 23.08 | 111.7025 | 4.309 | 27.5232 | 0 | 0 | 0 | 0 | 0.0022529 | 0.0067575 | 0.007 | 0.007
SA3 | QA.2809.SA3 | QA | QA.2.SA3 | QUAD | 0.1 | 0.136 | 0 | 0 | 0 | 2781.2769 | -4.9465 | -2.7363 | 2809.5346 | -0.00036503 | 0.023007 | -8.4e-06 | 17.5 | 11.3251 | 3.3308 | 23.0834 | 111.0169 | -10.7707 | 27.5236 | 0 | 0 | 0 | 0 | 0.0021517 | 0.0067367 | 0.007 | 0.007
SA3 | BPM.2809.SA3 | BPM | _ | MONI | 0 | 0 | 0 | 0 | 0 | 2781.3269 | -4.9477 | -2.7364 | 2809.5846 | -0.00036503 | 0.023007 | -8.4e-06 | 17.5 | 11.3251 | 3.3308 | 23.0834 | 111.0169 | -10.7707 | 27.5236 | 0 | 0 | 0 | 0 | 0.0021517 | 0.0067367 | 0.022 | 0.022
SA3 | CYA.2809.SA3 | CYA | _ | VKIC | 0.055 | 0 | 0 | 0 | 0 | 2781.5044 | -4.9518 | -2.7364 | 2809.762 | -0.00036503 | 0.023007 | -8.4e-06 | 17.5 | 10.0043 | 3.1119 | 23.0864 | 115.4772 | -10.9868 | 27.5238 | 0 | 0 | 0 | 0 | 0.0020223 | 0.0068707 | 0.007 | 0.007
SA3 | UNDU.2812.SA3 | UNDU | _ | UNDULATO | 5 | 0 | 0 | 0 | 0 | 2784.1919 | -5.0136 | -2.7374 | 2812.4488 | -0.00036503 | 0.023007 | -8.4e-06 | 17.5 | 6.3238 | -2.3986 | 23.4741 | 256.9236 | -16.4253 | 27.5286 | 0 | 0 | 0 | 0 | 0.0016078 | 0.010248 | 0.003 | 0.003
SA3 | BPS.2815.SA3 | BPS | _ | PHASESHI | 0.215 | 0 | 0 | 0 | 0 | 2786.9594 | -5.0772 | -2.7384 | 2815.2156 | -0.00036503 | 0.023007 | -8.4e-06 | 17.5 | 8.273 | -2.7991 | 23.4823 | 269.3907 | -16.8205 | 27.5288 | 0 | 0 | 0 | 0 | 0.001839 | 0.010494 | 0.003 | 0.003
SA3 | CXA.2815.SA3 | CXA | _ | HKIC | 0.055 | 0 | 0 | 0 | 0 | 2787.1444 | -5.0815 | -2.7385 | 2815.4005 | -0.00036503 | 0.023007 | -8.4e-06 | 17.5 | 8.8726 | -2.9112 | 23.4843 | 272.9347 | -16.9312 | 27.5289 | 0 | 0 | 0 | 0 | 0.0019045 | 0.010563 | 0.007 | 0.007
SA3 | QA.2815.SA3 | QA | QA.1.SA3 | QUAD | 0.1 | -0.136 | 0 | 0 | 0 | 2787.3769 | -5.0869 | -2.7386 | 2815.633 | -0.00036503 | 0.023007 | -8.4e-06 | 17.5 | 10.5664 | -4.6141 | 23.4885 | 277.8394 | 20.7704 | 27.529 | 0 | 0 | 0 | 0 | 0.0020784 | 0.010657 | 0.007 | 0.007
SA3 | BPM.2815.SA3 | BPM | _ | MONI | 0 | 0 | 0 | 0 | 0 | 2787.4269 | -5.088 | -2.7386 | 2815.6829 | -0.00036503 | 0.023007 | -8.4e-06 | 17.5 | 10.5664 | -4.6141 | 23.4885 | 277.8394 | 20.7704 | 27.529 | 0 | 0 | 0 | 0 | 0.0020784 | 0.010657 | 0.022 | 0.022
SA3 | CYA.2815.SA3 | CYA | _ | VKIC | 0.055 | 0 | 0 | 0 | 0 | 2787.6044 | -5.0921 | -2.7387 | 2815.8604 | -0.00036503 | 0.023007 | -8.4e-06 | 17.5 | 12.5468 | -5.0466 | 23.4913 | 269.3889 | 20.4514 | 27.5292 | 0 | 0 | 0 | 0 | 0.0022648 | 0.010494 | 0.007 | 0.007
SA3 | UNDU.2818.SA3 | UNDU | _ | UNDULATO | 5 | 0 | 0 | 0 | 0 | 2790.2919 | -5.1539 | -2.7396 | 2818.5472 | -0.00036503 | 0.023007 | -8.4e-06 | 17.5 | 120.7944 | -15.9317 | 23.5125 | 99.7689 | 12.4207 | 27.5342 | 0 | 0 | 0 | 0 | 0.0070271 | 0.0063864 | 0.003 | 0.003
SA3 | BPS.2821.SA3 | BPS | _ | PHASESHI | 0.215 | 0 | 0 | 0 | 0 | 2793.0594 | -5.2176 | -2.7406 | 2821.3139 | -0.00036503 | 0.023007 | -8.4e-06 | 17.5 | 133.0398 | -16.7227 | 23.513 | 90.6722 | 11.8371 | 27.5348 | 0 | 0 | 0 | 0 | 0.0073747 | 0.0060883 | 0.003 | 0.003
SA3 | CXA.2821.SA3 | CXA | _ | HKIC | 0.055 | 0 | 0 | 0 | 0 | 2793.2444 | -5.2218 | -2.7407 | 2821.4989 | -0.00036503 | 0.023007 | -8.4e-06 | 17.5 | 136.5749 | -16.9442 | 23.5131 | 88.2036 | 11.6737 | 27.535 | 0 | 0 | 0 | 0 | 0.0074721 | 0.0060048 | 0.007 | 0.007
SA3 | QA.2821.SA3 | QA | QA.2.SA3 | QUAD | 0.1 | 0.136 | 0 | 0 | 0 | 2793.4769 | -5.2272 | -2.7408 | 2821.7313 | -0.00036503 | 0.023007 | -8.4e-06 | 17.5 | 143.4008 | 2.1147 | 23.5134 | 83.487 | -0.0292 | 27.5355 | 0 | 0 | 0 | 0 | 0.0076565 | 0.005842 | 0.007 | 0.007
SA3 | BPM.2821.SA3 | BPM | _ | MONI | 0 | 0 | 0 | 0 | 0 | 2793.5269 | -5.2283 | -2.7408 | 2821.7813 | -0.00036503 | 0.023007 | -8.4e-06 | 17.5 | 143.4008 | 2.1147 | 23.5134 | 83.487 | -0.0292 | 27.5355 | 0 | 0 | 0 | 0 | 0.0076565 | 0.005842 | 0.022 | 0.022
SA3 | CYA.2821.SA3 | CYA | _ | VKIC | 0.055 | 0 | 0 | 0 | 0 | 2793.7044 | -5.2324 | -2.7409 | 2821.9588 | -0.00036503 | 0.023007 | -8.4e-06 | 17.5 | 142.5354 | 2.1069 | 23.5136 | 83.4995 | -0.0317 | 27.5359 | 0 | 0 | 0 | 0 | 0.0076334 | 0.0058425 | 0.007 | 0.007
SA3 | UNDU.2824.SA3 | UNDU | _ | UNDULATO | 5 | 0 | 0 | 0 | 0 | 2796.3919 | -5.2942 | -2.7419 | 2824.6456 | -0.00036503 | 0.023007 | -8.4e-06 | 17.5 | 121.8082 | 1.91 | 23.5198 | 84.1456 | -0.0935 | 27.5457 | 0 | 0 | 0 | 0 | 0.0070566 | 0.005865 | 0.003 | 0.003
SA3 | BPS.2827.SA3 | BPS | _ | PHASESHI | 0.215 | 0 | 0 | 0 | 0 | 2799.1594 | -5.3579 | -2.7429 | 2827.4123 | -0.00036503 | 0.023007 | -8.4e-06 | 17.5 | 120.381 | 1.8957 | 23.5203 | 84.2175 | -0.098 | 27.5464 | 0 | 0 | 0 | 0 | 0.0070151 | 0.0058675 | 0.003 | 0.003
SA3 | CXA.2827.SA3 | CXA | _ | HKIC | 0.055 | 0 | 0 | 0 | 0 | 2799.3444 | -5.3622 | -2.7429 | 2827.5973 | -0.00036503 | 0.023007 | -8.4e-06 | 17.5 | 119.9834 | 1.8917 | 23.5205 | 84.2382 | -0.0993 | 27.5466 | 0 | 0 | 0 | 0 | 0.0070035 | 0.0058683 | 0.007 | 0.007
SA3 | QA.2827.SA3 | QA | QA.1.SA3 | QUAD | 0.1 | -0.136 | 0 | 0 | 0 | 2799.5769 | -5.3675 | -2.743 | 2827.8297 | -0.00036503 | 0.023007 | -8.4e-06 | 17.5 | 120.6494 | -14.4577 | 23.5208 | 83.1482 | 11.2611 | 27.547 | 0 | 0 | 0 | 0 | 0.0070229 | 0.0058302 | 0.007 | 0.007
SA3 | BPM.2827.SA3 | BPM | _ | MONI | 0 | 0 | 0 | 0 | 0 | 2799.6269 | -5.3687 | -2.743 | 2827.8797 | -0.00036503 | 0.023007 | -8.4e-06 | 17.5 | 120.6494 | -14.4577 | 23.5208 | 83.1482 | 11.2611 | 27.547 | 0 | 0 | 0 | 0 | 0.0070229 | 0.0058302 | 0.022 | 0.022
SA3 | CYA.2828.SA3 | CYA | _ | VKIC | 0.055 | 0 | 0 | 0 | 0 | 2799.8044 | -5.3727 | -2.7431 | 2828.0572 | -0.00036503 | 0.023007 | -8.4e-06 | 17.5 | 126.6502 | -14.8146 | 23.5211 | 78.5957 | 10.946 | 27.5475 | 0 | 0 | 0 | 0 | 0.0071955 | 0.0056683 | 0.007 | 0.007
SA3 | UNDU.2830.SA3 | UNDU | _ | UNDULATO | 5 | 0 | 0 | 0 | 0 | 2802.4919 | -5.4346 | -2.7441 | 2830.744 | -0.00036503 | 0.023007 | -8.4e-06 | 17.5 | 325.8858 | -23.797 | 23.5251 | 6.5612 | 3.0142 | 27.5839 | 0 | 0 | 0 | 0 | 0.011542 | 0.0016377 | 0.003 | 0.003
SA3 | BPS.2833.SA3 | BPS | _ | PHASESHI | 0.215 | 0 | 0 | 0 | 0 | 2805.2594 | -5.4982 | -2.7451 | 2833.5107 | -0.00036503 | 0.023007 | -8.4e-06 | 17.5 | 343.9784 | -24.4498 | 23.5253 | 4.5167 | 2.4378 | 27.5949 | 0 | 0 | 0 | 0 | 0.011858 | 0.0013588 | 0.003 | 0.003
SA3 | CXA.2833.SA3 | CXA | _ | HKIC | 0.055 | 0 | 0 | 0 | 0 | 2805.4444 | -5.5025 | -2.7452 | 2833.6957 | -0.00036503 | 0.023007 | -8.4e-06 | 17.5 | 349.132 | -24.6326 | 23.5253 | 4.0217 | 2.2764 | 27.5988 | 0 | 0 | 0 | 0 | 0.011947 | 0.0012822 | 0.007 | 0.007
SA3 | QA.2833.SA3 | QA | QA.2.SA3 | QUAD | 0.1 | 0.136 | 0 | 0 | 0 | 2805.6769 | -5.5078 | -2.7453 | 2833.9281 | -0.00036503 | 0.023007 | -8.4e-06 | 17.5 | 356.9305 | 23.7026 | 23.5255 | 3.0029 | 1.4784 | 27.6106 | 0 | 0 | 0 | 0 | 0.012079 | 0.001108 | 0.007 | 0.007
SA3 | BPM.2833.SA3 | BPM | _ | MONI | 0 | 0 | 0 | 0 | 0 | 2805.7269 | -5.509 | -2.7453 | 2833.9781 | -0.00036503 | 0.023007 | -8.4e-06 | 17.5 | 356.9305 | 23.7026 | 23.5255 | 3.0029 | 1.4784 | 27.6106 | 0 | 0 | 0 | 0 | 0.012079 | 0.001108 | 0.022 | 0.022
SA3 | CYA.2834.SA3 | CYA | _ | VKIC | 0.055 | 0 | 0 | 0 | 0 | 2805.9044 | -5.5131 | -2.7453 | 2834.1555 | -0.00036503 | 0.023007 | -8.4e-06 | 17.5 | 347.2787 | 23.3793 | 23.5255 | 2.4413 | 1.2609 | 27.6226 | 0 | 0 | 0 | 0 | 0.011915 | 0.000999 | 0.007 | 0.007
SA3 | UNDU.2836.SA3 | UNDU | _ | UNDULATO | 5 | 0 | 0 | 0 | 0 | 2808.5919 | -5.5749 | -2.7463 | 2836.8423 | -0.00036503 | 0.023007 | -8.4e-06 | 17.5 | 147.9875 | 15.243 | 23.5292 | 17.6756 | -4.2133 | 27.9788 | 0 | 0 | 0 | 0 | 0.007778 | 0.0026881 | 0.003 | 0.003
SA3 | BPS.2839.SA3 | BPS | _ | PHASESHI | 0.215 | 0 | 0 | 0 | 0 | 2811.3594 | -5.6386 | -2.7473 | 2839.6091 | -0.00036503 | 0.023007 | -8.4e-06 | 17.5 | 136.777 | 14.6517 | 23.5296 | 20.9848 | -4.6112 | 27.9819 | 0 | 0 | 0 | 0 | 0.0074776 | 0.0029289 | 0.003 | 0.003
SA3 | CXA.2839.SA3 | CXA | _ | HKIC | 0.055 | 0 | 0 | 0 | 0 | 2811.5444 | -5.6428 | -2.7474 | 2839.7941 | -0.00036503 | 0.023007 | -8.4e-06 | 17.5 | 133.7176 | 14.4861 | 23.5297 | 21.9649 | -4.7226 | 27.9827 | 0 | 0 | 0 | 0 | 0.0073935 | 0.0029965 | 0.007 | 0.007
SA3 | QA.2840.SA3 | QA | QA.1.SA3 | QUAD | 0.1 | -0.136 | 0 | 0 | 0 | 2811.7769 | -5.6482 | -2.7475 | 2840.0265 | -0.00036503 | 0.023007 | -8.4e-06 | 17.5 | 128.1729 | -3.2738 | 23.53 | 24.1158 | -1.6978 | 27.9845 | 0 | 0 | 0 | 0 | 0.0072386 | 0.0031398 | 0.007 | 0.007
SA3 | BPM.2840.SA3 | BPM | _ | MONI | 0 | 0 | 0 | 0 | 0 | 2811.8269 | -5.6493 | -2.7475 | 2840.0765 | -0.00036503 | 0.023007 | -8.4e-06 | 17.5 | 128.1729 | -3.2738 | 23.53 | 24.1158 | -1.6978 | 27.9845 | 0 | 0 | 0 | 0 | 0.0072386 | 0.0031398 | 0.022 | 0.022
SA3 | CYA.2840.SA3 | CYA | _ | VKIC | 0.055 | 0 | 0 | 0 | 0 | 2812.0044 | -5.6534 | -2.7476 | 2840.2539 | -0.00036503 | 0.023007 | -8.4e-06 | 17.5 | 129.519 | -3.2926 | 23.5303 | 24.8187 | -1.7308 | 27.9858 | 0 | 0 | 0 | 0 | 0.0072765 | 0.0031853 | 0.007 | 0.007
SA3 | UNDU.2842.SA3 | UNDU | _ | UNDULATO | 5 | 0 | 0 | 0 | 0 | 2814.6919 | -5.7152 | -2.7485 | 2842.9407 | -0.00036503 | 0.023007 | -8.4e-06 | 17.5 | 165.9328 | -3.7643 | 23.5359 | 46.9672 | -2.5615 | 28.0099 | 0 | 0 | 0 | 0 | 0.0082361 | 0.0043818 | 0.003 | 0.003
SA3 | BPS.2845.SA3 | BPS | _ | PHASESHI | 0.215 | 0 | 0 | 0 | 0 | 2817.4594 | -5.7789 | -2.7496 | 2845.7075 | -0.00036503 | 0.023007 | -8.4e-06 | 17.5 | 168.7689 | -3.7986 | 23.5362 | 48.9109 | -2.6219 | 28.0112 | 0 | 0 | 0 | 0 | 0.0083062 | 0.0044716 | 0.003 | 0.003
SA3 | CXA.2845.SA3 | CXA | _ | HKIC | 0.055 | 0 | 0 | 0 | 0 | 2817.6444 | -5.7832 | -2.7496 | 2845.8924 | -0.00036503 | 0.023007 | -8.4e-06 | 17.5 | 169.5676 | -3.8082 | 23.5363 | 49.4633 | -2.6388 | 28.0115 | 0 | 0 | 0 | 0 | 0.0083258 | 0.0044967 | 0.007 | 0.007
SA3 | QA.2846.SA3 | QA | QA.2.SA3 | QUAD | 0.1 | 0.136 | 0 | 0 | 0 | 2817.8769 | -5.7885 | -2.7497 | 2846.1249 | -0.00036503 | 0.023007 | -8.4e-06 | 17.5 | 169.1964 | 19.2916 | 23.5366 | 51.5116 | -9.6561 | 28.0123 | 0 | 0 | 0 | 0 | 0.0083167 | 0.0045889 | 0.007 | 0.007
SA3 | BPM.2846.SA3 | BPM | _ | MONI | 0 | 0 | 0 | 0 | 0 | 2817.9269 | -5.7897 | -2.7497 | 2846.1749 | -0.00036503 | 0.023007 | -8.4e-06 | 17.5 | 169.1964 | 19.2916 | 23.5366 | 51.5116 | -9.6561 | 28.0123 | 0 | 0 | 0 | 0 | 0.0083167 | 0.0045889 | 0.022 | 0.022
SA3 | CYA.2846.SA3 | CYA | _ | VKIC | 0.055 | 0 | 0 | 0 | 0 | 2818.1044 | -5.7937 | -2.7498 | 2846.3523 | -0.00036503 | 0.023007 | -8.4e-06 | 17.5 | 161.3795 | 18.8395 | 23.5368 | 55.5475 | -10.0311 | 28.013 | 0 | 0 | 0 | 0 | 0.0081223 | 0.0047653 | 0.007 | 0.007
SA3 | UNDU.2849.SA3 | UNDU | _ | UNDULATO | 5 | 0 | 0 | 0 | 0 | 2820.7919 | -5.8556 | -2.7508 | 2849.0391 | -0.00036503 | 0.023007 | -8.4e-06 | 17.5 | 25.6793 | 7.459 | 23.5495 | 207.7796 | -19.4712 | 28.0206 | 0 | 0 | 0 | 0 | 0.00324 | 0.0092163 | 0.003 | 0.003
SA3 | BPS.2851.SA3 | BPS | _ | PHASESHI | 0.215 | 0 | 0 | 0 | 0 | 2823.5594 | -5.9192 | -2.7518 | 2851.8059 | -0.00036503 | 0.023007 | -8.4e-06 | 17.5 | 20.3953 | 6.6319 | 23.5522 | 222.6403 | -20.1573 | 28.0209 | 0 | 0 | 0 | 0 | 0.0028875 | 0.0095402 | 0.003 | 0.003
SA3 | CXA.2851.SA3 | CXA | _ | HKIC | 0.055 | 0 | 0 | 0 | 0 | 2823.7444 | -5.9235 | -2.7518 | 2851.9908 | -0.00036503 | 0.023007 | -8.4e-06 | 17.5 | 19.0269 | 6.4003 | 23.553 | 226.8935 | -20.3494 | 28.021 | 0 | 0 | 0 | 0 | 0.0027889 | 0.0096309 | 0.007 | 0.007
SA3 | QA.2852.SA3 | QA | QA.1.SA3 | QUAD | 0.1 | -0.136 | 0 | 0 | 0 | 2823.9769 | -5.9288 | -2.7519 | 2852.2233 | -0.00036503 | 0.023007 | -8.4e-06 | 17.5 | 16.1288 | 3.6546 | 23.5553 | 234.1944 | 11.1894 | 28.0211 | 0 | 0 | 0 | 0 | 0.0025678 | 0.0097846 | 0.007 | 0.007
SA3 | BPM.2852.SA3 | BPM | _ | MONI | 0 | 0 | 0 | 0 | 0 | 2824.0269 | -5.93 | -2.752 | 2852.2733 | -0.00036503 | 0.023007 | -8.4e-06 | 17.5 | 16.1288 | 3.6546 | 23.5553 | 234.1944 | 11.1894 | 28.0211 | 0 | 0 | 0 | 0 | 0.0025678 | 0.0097846 | 0.022 | 0.022
SA3 | CYA.2852.SA3 | CYA | _ | VKIC | 0.055 | 0 | 0 | 0 | 0 | 2824.2044 | -5.9341 | -2.752 | 2852.4507 | -0.00036503 | 0.023007 | -8.4e-06 | 17.5 | 14.6679 | 3.4721 | 23.5574 | 229.6294 | 11.0789 | 28.0213 | 0 | 0 | 0 | 0 | 0.0024487 | 0.0096888 | 0.007 | 0.007
SA3 | UNDU.2855.SA3 | UNDU | _ | UNDULATO | 5 | 0 | 0 | 0 | 0 | 2826.8919 | -5.9959 | -2.753 | 2855.1375 | -0.00036503 | 0.023007 | -8.4e-06 | 17.5 | 2.5346 | -1.1207 | 23.8969 | 129.6427 | 8.2983 | 28.026 | 0 | 0 | 0 | 0 | 0.0010179 | 0.00728 | 0.003 | 0.003
SA3 | BPS.2857.SA3 | BPS | _ | PHASESHI | 0.215 | 0 | 0 | 0 | 0 | 2829.6594 | -6.0596 | -2.754 | 2857.9043 | -0.00036503 | 0.023007 | -8.4e-06 | 17.5 | 3.5002 | -1.4545 | 23.917 | 123.4947 | 8.0962 | 28.0265 | 0 | 0 | 0 | 0 | 0.0011962 | 0.0071053 | 0.003 | 0.003
SA3 | CXA.2858.SA3 | CXA | _ | HKIC | 0.055 | 0 | 0 | 0 | 0 | 2829.8444 | -6.0638 | -2.7541 | 2858.0892 | -0.00036503 | 0.023007 | -8.4e-06 | 17.5 | 3.8155 | -1.5479 | 23.9215 | 121.8005 | 8.0397 | 28.0266 | 0 | 0 | 0 | 0 | 0.0012489 | 0.0070563 | 0.007 | 0.007
SA3 | QA.2858.SA3 | QA | QA.2.SA3 | QUAD | 0.1 | 0.136 | 0 | 0 | 0 | 2830.0769 | -6.0692 | -2.7542 | 2858.3216 | -0.00036503 | 0.023007 | -8.4e-06 | 17.5 | 4.6013 | -1.1465 | 23.9312 | 119.3515 | -8.2614 | 28.027 | 0 | 0 | 0 | 0 | 0.0013715 | 0.006985 | 0.007 | 0.007
SA3 | BPM.2858.SA3 | BPM | _ | MONI | 0 | 0 | 0 | 0 | 0 | 2830.1269 | -6.0703 | -2.7542 | 2858.3716 | -0.00036503 | 0.023007 | -8.4e-06 | 17.5 | 4.6013 | -1.1465 | 23.9312 | 119.3515 | -8.2614 | 28.027 | 0 | 0 | 0 | 0 | 0.0013715 | 0.006985 | 0.022 | 0.022
SA3 | CYA.2858.SA3 | CYA | _ | VKIC | 0.055 | 0 | 0 | 0 | 0 | 2830.3044 | -6.0744 | -2.7542 | 2858.5491 | -0.00036503 | 0.023007 | -8.4e-06 | 17.5 | 5.0925 | -1.2496 | 23.9379 | 122.7631 | -8.3804 | 28.0272 | 0 | 0 | 0 | 0 | 0.0014428 | 0.0070842 | 0.007 | 0.007
SA3 | UNDU.2861.SA3 | UNDU | _ | UNDULATO | 5 | 0 | 0 | 0 | 0 | 2832.9919 | -6.1362 | -2.7552 | 2861.2359 | -0.00036503 | 0.023007 | -8.4e-06 | 17.5 | 31.3807 | -3.845 | 24.0048 | 224.6973 | -11.3743 | 28.0322 | 0 | 0 | 0 | 0 | 0.0035817 | 0.0095842 | 0.003 | 0.003
SA3 | BPS.2864.SA3 | BPS | _ | PHASESHI | 0.215 | 0 | 0 | 0 | 0 | 2835.7594 | -6.1999 | -2.7562 | 2864.0026 | -0.00036503 | 0.023007 | -8.4e-06 | 17.5 | 34.3352 | -4.0337 | 24.0067 | 233.3096 | -11.5919 | 28.0324 | 0 | 0 | 0 | 0 | 0.0037465 | 0.0097661 | 0.003 | 0.003
SA3 | CXA.2864.SA3 | CXA | _ | HKIC | 0.055 | 0 | 0 | 0 | 0 | 2835.9444 | -6.2041 | -2.7563 | 2864.1876 | -0.00036503 | 0.023007 | -8.4e-06 | 17.5 | 35.1878 | -4.0865 | 24.0071 | 235.7503 | -11.6528 | 28.0325 | 0 | 0 | 0 | 0 | 0.0037927 | 0.0098171 | 0.007 | 0.007
SA3 | QA.2864.SA3 | QA | QA.1.SA3 | QUAD | 0.1 | -0.136 | 0 | 0 | 0 | 2836.1769 | -6.2095 | -2.7564 | 2864.42 | -0.00036503 | 0.023007 | -8.4e-06 | 17.5 | 37.8106 | -9.3352 | 24.0083 | 238.4679 | 20.7891 | 28.0327 | 0 | 0 | 0 | 0 | 0.0039315 | 0.0098735 | 0.007 | 0.007
SA3 | BPM.2864.SA3 | BPM | _ | MONI | 0 | 0 | 0 | 0 | 0 | 2836.2269 | -6.2106 | -2.7564 | 2864.47 | -0.00036503 | 0.023007 | -8.4e-06 | 17.5 | 37.8106 | -9.3352 | 24.0083 | 238.4679 | 20.7891 | 28.0327 | 0 | 0 | 0 | 0 | 0.0039315 | 0.0098735 | 0.022 | 0.022
SA3 | CYA.2864.SA3 | CYA | _ | VKIC | 0.055 | 0 | 0 | 0 | 0 | 2836.4044 | -6.2147 | -2.7565 | 2864.6475 | -0.00036503 | 0.023007 | -8.4e-06 | 17.5 | 41.736 | -9.8131 | 24.0091 | 230.0207 | 20.4167 | 28.0328 | 0 | 0 | 0 | 0 | 0.0041306 | 0.009697 | 0.007 | 0.007
SA3 | UNDU.2867.SA3 | UNDU | _ | UNDULATO | 5 | 0 | 0 | 0 | 0 | 2839.0919 | -6.2766 | -2.7574 | 2867.3343 | -0.00036503 | 0.023007 | -8.4e-06 | 17.5 | 205.0788 | -21.8425 | 24.018 | 67.6866 | 11.0434 | 28.0394 | 0 | 0 | 0 | 0 | 0.0091562 | 0.0052603 | 0.003 | 0.003
SA3 | BPS.2870.SA3 | BPS | _ | PHASESHI | 0.215 | 0 | 0 | 0 | 0 | 2841.8594 | -6.3402 | -2.7585 | 2870.101 | -0.00036503 | 0.023007 | -8.4e-06 | 17.5 | 221.7885 | -22.7167 | 24.0182 | 59.6595 | 10.3622 | 28.0404 | 0 | 0 | 0 | 0 | 0.0095219 | 0.0049385 | 0.003 | 0.003
SA3 | CXA.2870.SA3 | CXA | _ | HKIC | 0.055 | 0 | 0 | 0 | 0 | 2842.0444 | -6.3445 | -2.7585 | 2870.286 | -0.00036503 | 0.023007 | -8.4e-06 | 17.5 | 226.5847 | -22.9615 | 24.0183 | 57.5035 | 10.1714 | 28.0406 | 0 | 0 | 0 | 0 | 0.0096243 | 0.0048484 | 0.007 | 0.007
SA3 | QA.2870.SA3 | QA | QA.2.SA3 | QUAD | 0.1 | 0.136 | 0 | 0 | 0 | 2842.2769 | -6.3498 | -2.7586 | 2870.5184 | -0.00036503 | 0.023007 | -8.4e-06 | 17.5 | 235.2386 | 8.5919 | 24.0185 | 53.1597 | 2.5096 | 28.0414 | 0 | 0 | 0 | 0 | 0.0098064 | 0.0046617 | 0.007 | 0.007
SA3 | BPM.2870.SA3 | BPM | _ | MONI | 0 | 0 | 0 | 0 | 0 | 2842.3269 | -6.351 | -2.7586 | 2870.5684 | -0.00036503 | 0.023007 | -8.4e-06 | 17.5 | 235.2386 | 8.5919 | 24.0185 | 53.1597 | 2.5096 | 28.0414 | 0 | 0 | 0 | 0 | 0.0098064 | 0.0046617 | 0.022 | 0.022
SA3 | CYA.2870.SA3 | CYA | _ | VKIC | 0.055 | 0 | 0 | 0 | 0 | 2842.5044 | -6.3551 | -2.7587 | 2870.7459 | -0.00036503 | 0.023007 | -8.4e-06 | 17.5 | 231.7293 | 8.5267 | 24.0186 | 52.1365 | 2.4814 | 28.042 | 0 | 0 | 0 | 0 | 0.009733 | 0.0046166 | 0.007 | 0.007
SA3 | UNDU.2873.SA3 | UNDU | _ | UNDULATO | 5 | 0 | 0 | 0 | 0 | 2845.1919 | -6.4169 | -2.7597 | 2873.4326 | -0.00036503 | 0.023007 | -8.4e-06 | 17.5 | 152.2028 | 6.8855 | 24.023 | 30.1836 | 1.773 | 28.0628 | 0 | 0 | 0 | 0 | 0.007888 | 0.0035127 | 0.003 | 0.003
SA3 | BPS.2876.SA3 | BPS | _ | PHASESHI | 0.215 | 0 | 0 | 0 | 0 | 2847.9594 | -6.4806 | -2.7607 | 2876.1994 | -0.00036503 | 0.023007 | -8.4e-06 | 17.5 | 147.0834 | 6.7662 | 24.0234 | 28.8731 | 1.7216 | 28.0648 | 0 | 0 | 0 | 0 | 0.0077542 | 0.0034356 | 0.003 | 0.003
SA3 | CXA.2876.SA3 | CXA | _ | HKIC | 0.055 | 0 | 0 | 0 | 0 | 2848.1444 | -6.4848 | -2.7608 | 2876.3844 | -0.00036503 | 0.023007 | -8.4e-06 | 17.5 | 145.666 | 6.7328 | 24.0235 | 28.5131 | 1.7071 | 28.0654 | 0 | 0 | 0 | 0 | 0.0077168 | 0.0034141 | 0.007 | 0.007
SA3 | QA.2876.SA3 | QA | QA.1.SA3 | QUAD | 0.1 | -0.136 | 0 | 0 | 0 | 2848.3769 | -6.4902 | -2.7608 | 2876.6168 | -0.00036503 | 0.023007 | -8.4e-06 | 17.5 | 144.2031 | -12.8777 | 24.0238 | 27.2754 | 5.3997 | 28.0668 | 0 | 0 | 0 | 0 | 0.0076779 | 0.0033392 | 0.007 | 0.007
SA3 | BPM.2876.SA3 | BPM | _ | MONI | 0 | 0 | 0 | 0 | 0 | 2848.4269 | -6.4913 | -2.7609 | 2876.6668 | -0.00036503 | 0.023007 | -8.4e-06 | 17.5 | 144.2031 | -12.8777 | 24.0238 | 27.2754 | 5.3997 | 28.0668 | 0 | 0 | 0 | 0 | 0.0076779 | 0.0033392 | 0.022 | 0.022
SA3 | CYA.2876.SA3 | CYA | _ | VKIC | 0.055 | 0 | 0 | 0 | 0 | 2848.6044 | -6.4954 | -2.7609 | 2876.8442 | -0.00036503 | 0.023007 | -8.4e-06 | 17.5 | 149.5316 | -13.1149 | 24.024 | 25.108 | 5.173 | 28.0681 | 0 | 0 | 0 | 0 | 0.0078185 | 0.0032038 | 0.007 | 0.007
SA3 | UNDU.2879.SA3 | UNDU | _ | UNDULATO | 5 | 0 | 0 | 0 | 0 | 2851.2919 | -6.5572 | -2.7619 | 2879.531 | -0.00036503 | 0.023007 | -8.4e-06 | 17.5 | 315.6821 | -19.0848 | 24.0278 | 1.1605 | -0.532 | 28.3655 | 0 | 0 | 0 | 0 | 0.01136 | 0.00068878 | 0.003 | 0.003
SA3 | BPS.2882.SA3 | BPS | _ | PHASESHI | 0.215 | 0 | 0 | 0 | 0 | 2854.0594 | -6.6209 | -2.7629 | 2882.2978 | -0.00036503 | 0.023007 | -8.4e-06 | 17.5 | 330.1583 | -19.5186 | 24.028 | 1.715 | -0.9466 | 28.4083 | 0 | 0 | 0 | 0 | 0.011618 | 0.00083731 | 0.003 | 0.003
SA3 | CXA.2882.SA3 | CXA | _ | HKIC | 0.055 | 0 | 0 | 0 | 0 | 2854.2444 | -6.6251 | -2.763 | 2882.4828 | -0.00036503 | 0.023007 | -8.4e-06 | 17.5 | 334.27 | -19.6401 | 24.028 | 1.9259 | -1.0627 | 28.4175 | 0 | 0 | 0 | 0 | 0.01169 | 0.0008873 | 0.007 | 0.007
SA3 | QA.2882.SA3 | QA | QA.2.SA3 | QUAD | 0.1 | 0.136 | 0 | 0 | 0 | 2854.4769 | -6.6305 | -2.7631 | 2882.7152 | -0.00036503 | 0.023007 | -8.4e-06 | 17.5 | 339.716 | 26.4916 | 24.0281 | 2.5733 | -1.6926 | 28.4359 | 0 | 0 | 0 | 0 | 0.011785 | 0.0010257 | 0.007 | 0.007
SA3 | BPM.2882.SA3 | BPM | _ | MONI | 0 | 0 | 0 | 0 | 0 | 2854.5269 | -6.6316 | -2.7631 | 2882.7652 | -0.00036503 | 0.023007 | -8.4e-06 | 17.5 | 339.716 | 26.4916 | 24.0281 | 2.5733 | -1.6926 | 28.4359 | 0 | 0 | 0 | 0 | 0.011785 | 0.0010257 | 0.022 | 0.022
SA3 | CYA.2882.SA3 | CYA | _ | VKIC | 0.055 | 0 | 0 | 0 | 0 | 2854.7044 | -6.6357 | -2.7631 | 2882.9426 | -0.00036503 | 0.023007 | -8.4e-06 | 17.5 | 328.9414 | 26.0675 | 24.0282 | 3.3304 | -2.0006 | 28.447 | 0 | 0 | 0 | 0 | 0.011596 | 0.0011668 | 0.007 | 0.007
SA3 | UNDU.2885.SA3 | UNDU | _ | UNDULATO | 5 | 0 | 0 | 0 | 0 | 2857.3919 | -6.6975 | -2.7641 | 2885.6294 | -0.00036503 | 0.023007 | -8.4e-06 | 17.5 | 115.0081 | 15.3925 | 24.0325 | 63.9676 | -9.7508 | 28.5045 | 0 | 0 | 0 | 0 | 0.0068568 | 0.0051137 | 0.003 | 0.003
SA3 | BPS.2888.SA3 | BPS | _ | PHASESHI | 0.215 | 0 | 0 | 0 | 0 | 2860.1594 | -6.7612 | -2.7651 | 2888.3962 | -0.00036503 | 0.023007 | -8.4e-06 | 17.5 | 103.7546 | 14.6167 | 24.033 | 71.492 | -10.3141 | 28.5054 | 0 | 0 | 0 | 0 | 0.0065127 | 0.0054061 | 0.003 | 0.003
SA3 | CXA.2888.SA3 | CXA | _ | HKIC | 0.055 | 0 | 0 | 0 | 0 | 2860.3444 | -6.7655 | -2.7652 | 2888.5811 | -0.00036503 | 0.023007 | -8.4e-06 | 17.5 | 100.7079 | 14.3995 | 24.0332 | 73.6745 | -10.4718 | 28.5056 | 0 | 0 | 0 | 0 | 0.0064163 | 0.005488 | 0.007 | 0.007
SA3 | QA.2888.SA3 | QA | QA.1.SA3 | QUAD | 0.1 | -0.136 | 0 | 0 | 0 | 2860.5769 | -6.7708 | -2.7653 | 2888.8136 | -0.00036503 | 0.023007 | -8.4e-06 | 17.5 | 94.7892 | 1.0354 | 24.0336 | 78.0511 | -0.1886 | 28.5062 | 0 | 0 | 0 | 0 | 0.0062249 | 0.0056487 | 0.007 | 0.007
SA3 | BPM.2888.SA3 | BPM | _ | MONI | 0 | 0 | 0 | 0 | 0 | 2860.6269 | -6.772 | -2.7653 | 2888.8636 | -0.00036503 | 0.023007 | -8.4e-06 | 17.5 | 94.7892 | 1.0354 | 24.0336 | 78.0511 | -0.1886 | 28.5062 | 0 | 0 | 0 | 0 | 0.0062249 | 0.0056487 | 0.022 | 0.022
SA3 | CYA.2889.SA3 | CYA | _ | VKIC | 0.055 | 0 | 0 | 0 | 0 | 2860.8044 | -6.776 | -2.7654 | 2889.041 | -0.00036503 | 0.023007 | -8.4e-06 | 17.5 | 94.3656 | 1.031 | 24.0339 | 78.129 | -0.1914 | 28.5066 | 0 | 0 | 0 | 0 | 0.006211 | 0.0056515 | 0.007 | 0.007
SA3 | UNDU.2891.SA3 | UNDU | _ | UNDULATO | 5 | 0 | 0 | 0 | 0 | 2863.4919 | -6.8379 | -2.7664 | 2891.7278 | -0.00036503 | 0.023007 | -8.4e-06 | 17.5 | 84.3081 | 0.9182 | 24.0432 | 80.4572 | -0.2598 | 28.517 | 0 | 0 | 0 | 0 | 0.0058707 | 0.0057351 | 0.003 | 0.003
SA3 | BPS.2894.SA3 | BPS | _ | PHASESHI | 0.215 | 0 | 0 | 0 | 0 | 2866.2594 | -6.9015 | -2.7674 | 2894.4946 | -0.00036503 | 0.023007 | -8.4e-06 | 17.5 | 83.6225 | 0.91 | 24.0439 | 80.6539 | -0.2648 | 28.5177 | 0 | 0 | 0 | 0 | 0.0058468 | 0.0057421 | 0.003 | 0.003
SA3 | CXA.2894.SA3 | CXA | _ | HKIC | 0.055 | 0 | 0 | 0 | 0 | 2866.4444 | -6.9058 | -2.7674 | 2894.6795 | -0.00036503 | 0.023007 | -8.4e-06 | 17.5 | 83.4317 | 0.9077 | 24.0441 | 80.7097 | -0.2662 | 28.5179 | 0 | 0 | 0 | 0 | 0.0058401 | 0.0057441 | 0.007 | 0.007
SA3 | QA.2894.SA3 | QA | QA.2.SA3 | QUAD | 0.1 | 0.136 | 0 | 0 | 0 | 2866.6769 | -6.9111 | -2.7675 | 2894.912 | -0.00036503 | 0.023007 | -8.4e-06 | 17.5 | 81.8457 | 12.0875 | 24.0446 | 81.9509 | -11.3683 | 28.5184 | 0 | 0 | 0 | 0 | 0.0057843 | 0.0057881 | 0.007 | 0.007
SA3 | BPM.2894.SA3 | BPM | _ | MONI | 0 | 0 | 0 | 0 | 0 | 2866.7269 | -6.9123 | -2.7675 | 2894.9619 | -0.00036503 | 0.023007 | -8.4e-06 | 17.5 | 81.8457 | 12.0875 | 24.0446 | 81.9509 | -11.3683 | 28.5184 | 0 | 0 | 0 | 0 | 0.0057843 | 0.0057881 | 0.022 | 0.022
SA3 | CYA.2895.SA3 | CYA | _ | VKIC | 0.055 | 0 | 0 | 0 | 0 | 2866.9044 | -6.9164 | -2.7676 | 2895.1394 | -0.00036503 | 0.023007 | -8.4e-06 | 17.5 | 76.9653 | 11.7191 | 24.045 | 86.6787 | -11.6941 | 28.5188 | 0 | 0 | 0 | 0 | 0.0056092 | 0.0059527 | 0.007 | 0.007
SA3 | UNDU.2897.SA3 | UNDU | _ | UNDULATO | 5 | 0 | 0 | 0 | 0 | 2869.5919 | -6.9782 | -2.7686 | 2897.8262 | -0.00036503 | 0.023007 | -8.4e-06 | 17.5 | 3.8811 | 2.4446 | 24.0932 | 249.6752 | -19.8944 | 28.5244 | 0 | 0 | 0 | 0 | 0.0012596 | 0.010103 | 0.003 | 0.003
SA3 | BPS.2900.SA3 | BPS | _ | PHASESHI | 0.215 | 0 | 0 | 0 | 0 | 2872.3594 | -7.0419 | -2.7696 | 2900.593 | -0.00036503 | 0.023007 | -8.4e-06 | 17.5 | 2.3005 | 1.7705 | 24.1132 | 264.8195 | -20.4904 | 28.5246 | 0 | 0 | 0 | 0 | 0.00096977 | 0.010405 | 0.003 | 0.003
SA3 | CXA.2900.SA3 | CXA | _ | HKIC | 0.055 | 0 | 0 | 0 | 0 | 2872.5444 | -7.0461 | -2.7697 | 2900.7779 | -0.00036503 | 0.023007 | -8.4e-06 | 17.5 | 1.9485 | 1.5818 | 24.1211 | 269.14 | -20.6572 | 28.5247 | 0 | 0 | 0 | 0 | 0.00089249 | 0.010489 | 0.007 | 0.007
SA3 | QA.2901.SA3 | QA | QA.1.SA3 | QUAD | 0.1 | -0.136 | 0 | 0 | 0 | 2872.7769 | -7.0515 | -2.7697 | 2901.0103 | -0.00036503 | 0.023007 | -8.4e-06 | 17.5 | 1.2768 | 0.9514 | 24.1471 | 276.0084 | 16.6575 | 28.5248 | 0 | 0 | 0 | 0 | 0.00072247 | 0.010622 | 0.007 | 0.007
SA3 | BPM.2901.SA3 | BPM | _ | MONI | 0 | 0 | 0 | 0 | 0 | 2872.8269 | -7.0526 | -2.7698 | 2901.0603 | -0.00036503 | 0.023007 | -8.4e-06 | 17.5 | 1.2768 | 0.9514 | 24.1471 | 276.0084 | 16.6575 | 28.5248 | 0 | 0 | 0 | 0 | 0.00072247 | 0.010622 | 0.022 | 0.022
SA3 | CYA.2901.SA3 | CYA | _ | VKIC | 0.055 | 0 | 0 | 0 | 0 | 2873.0044 | -7.0567 | -2.7698 | 2901.2378 | -0.00036503 | 0.023007 | -8.4e-06 | 17.5 | 0.9495 | 0.6455 | 24.1769 | 269.2213 | 16.4506 | 28.5249 | 0 | 0 | 0 | 0 | 0.00062302 | 0.010491 | 0.007 | 0.007
SA3 | UNDU.2903.SA3 | UNDU | _ | UNDULATO | 5 | 0 | 0 | 0 | 0 | 2875.6919 | -7.1185 | -2.7708 | 2903.9246 | -0.00036503 | 0.023007 | -8.4e-06 | 17.5 | 34.0145 | -7.0535 | 24.4957 | 126.3139 | 11.2446 | 28.5294 | 0 | 0 | 0 | 0 | 0.003729 | 0.0071859 | 0.003 | 0.003
SA3 | BPS.2906.SA3 | BPS | _ | PHASESHI | 0.215 | 0 | 0 | 0 | 0 | 2878.4594 | -7.1822 | -2.7718 | 2906.6913 | -0.00036503 | 0.023007 | -8.4e-06 | 17.5 | 39.5144 | -7.613 | 24.4974 | 118.0224 | 10.8662 | 28.5299 | 0 | 0 | 0 | 0 | 0.0040191 | 0.006946 | 0.003 | 0.003
SA3 | CXA.2906.SA3 | CXA | _ | HKIC | 0.055 | 0 | 0 | 0 | 0 | 2878.6444 | -7.1865 | -2.7719 | 2906.8763 | -0.00036503 | 0.023007 | -8.4e-06 | 17.5 | 41.1296 | -7.7696 | 24.4978 | 115.7516 | 10.7603 | 28.53 | 0 | 0 | 0 | 0 | 0.0041005 | 0.0068789 | 0.007 | 0.007
SA3 | QA.2907.SA3 | QA | QA.2.SA3 | QUAD | 0.1 | 0.136 | 0 | 0 | 0 | 2878.8769 | -7.1918 | -2.772 | 2907.1087 | -0.00036503 | 0.023007 | -8.4e-06 | 17.5 | 44.5845 | -2.0577 | 24.4987 | 111.8468 | -4.644 | 28.5304 | 0 | 0 | 0 | 0 | 0.0042692 | 0.0067619 | 0.007 | 0.007
SA3 | BPM.2907.SA3 | BPM | _ | MONI | 0 | 0 | 0 | 0 | 0 | 2878.9269 | -7.193 | -2.772 | 2907.1587 | -0.00036503 | 0.023007 | -8.4e-06 | 17.5 | 44.5845 | -2.0577 | 24.4987 | 111.8468 | -4.644 | 28.5304 | 0 | 0 | 0 | 0 | 0.0042692 | 0.0067619 | 0.022 | 0.022
SA3 | CYA.2907.SA3 | CYA | _ | VKIC | 0.055 | 0 | 0 | 0 | 0 | 2879.1044 | -7.197 | -2.7721 | 2907.3362 | -0.00036503 | 0.023007 | -8.4e-06 | 17.5 | 45.4331 | -2.0817 | 24.4994 | 113.7594 | -4.6854 | 28.5307 | 0 | 0 | 0 | 0 | 0.0043096 | 0.0068194 | 0.007 | 0.007
SA3 | UNDU.2910.SA3 | UNDU | _ | UNDULATO | 5 | 0 | 0 | 0 | 0 | 2881.7919 | -7.2589 | -2.773 | 2910.023 | -0.00036503 | 0.023007 | -8.4e-06 | 17.5 | 70.0421 | -2.6875 | 24.514 | 167.4848 | -5.7265 | 28.5366 | 0 | 0 | 0 | 0 | 0.005351 | 0.0082745 | 0.003 | 0.003
SA3 | BPS.2912.SA3 | BPS | _ | PHASESHI | 0.215 | 0 | 0 | 0 | 0 | 2884.5594 | -7.3225 | -2.774 | 2912.7897 | -0.00036503 | 0.023007 | -8.4e-06 | 17.5 | 72.0742 | -2.7315 | 24.5149 | 171.8081 | -5.8022 | 28.537 | 0 | 0 | 0 | 0 | 0.0054281 | 0.0083806 | 0.003 | 0.003
SA3 | CXA.2912.SA3 | CXA | _ | HKIC | 0.055 | 0 | 0 | 0 | 0 | 2884.7444 | -7.3268 | -2.7741 | 2912.9747 | -0.00036503 | 0.023007 | -8.4e-06 | 17.5 | 72.6491 | -2.7438 | 24.5151 | 173.0287 | -5.8234 | 28.5371 | 0 | 0 | 0 | 0 | 0.0054497 | 0.0084104 | 0.007 | 0.007
SA3 | QA.2913.SA3 | QA | QA.1.SA3 | QUAD | 0.1 | -0.136 | 0 | 0 | 0 | 2884.9769 | -7.3321 | -2.7742 | 2913.2071 | -0.00036503 | 0.023007 | -8.4e-06 | 17.5 | 75.0656 | -12.9399 | 24.5156 | 173.6334 | 17.8547 | 28.5373 | 0 | 0 | 0 | 0 | 0.0055396 | 0.008425 | 0.007 | 0.007
SA3 | BPM.2913.SA3 | BPM | _ | MONI | 0 | 0 | 0 | 0 | 0 | 2885.0269 | -7.3333 | -2.7742 | 2913.2571 | -0.00036503 | 0.023007 | -8.4e-06 | 17.5 | 75.0656 | -12.9399 | 24.5156 | 173.6334 | 17.8547 | 28.5373 | 0 | 0 | 0 | 0 | 0.0055396 | 0.008425 | 0.022 | 0.022
SA3 | CYA.2913.SA3 | CYA | _ | VKIC | 0.055 | 0 | 0 | 0 | 0 | 2885.2044 | -7.3374 | -2.7743 | 2913.4346 | -0.00036503 | 0.023007 | -8.4e-06 | 17.5 | 80.4653 | -13.3999 | 24.5161 | 166.3903 | 17.4771 | 28.5375 | 0 | 0 | 0 | 0 | 0.0057353 | 0.0082474 | 0.007 | 0.007
SA3 | UNDU.2916.SA3 | UNDU | _ | UNDULATO | 5 | 0 | 0 | 0 | 0 | 2887.8919 | -7.3992 | -2.7753 | 2916.1213 | -0.00036503 | 0.023007 | -8.4e-06 | 17.5 | 278.498 | -24.9785 | 24.5216 | 35.0642 | 7.9737 | 28.5483 | 0 | 0 | 0 | 0 | 0.01067 | 0.0037861 | 0.003 | 0.003
SA3 | BPS.2918.SA3 | BPS | _ | PHASESHI | 0.215 | 0 | 0 | 0 | 0 | 2890.6594 | -7.4629 | -2.7763 | 2918.8881 | -0.00036503 | 0.023007 | -8.4e-06 | 17.5 | 297.5474 | -25.82 | 24.5218 | 29.343 | 7.283 | 28.5501 | 0 | 0 | 0 | 0 | 0.011029 | 0.0034634 | 0.003 | 0.003
SA3 | CXA.2919.SA3 | CXA | _ | HKIC | 0.055 | 0 | 0 | 0 | 0 | 2890.8444 | -7.4671 | -2.7763 | 2919.0731 | -0.00036503 | 0.023007 | -8.4e-06 | 17.5 | 302.9944 | -26.0556 | 24.5218 | 27.8338 | 7.0896 | 28.5507 | 0 | 0 | 0 | 0 | 0.011129 | 0.0033732 | 0.007 | 0.007
SA3 | QA.2919.SA3 | QA | QA.2.SA3 | QUAD | 0.1 | 0.136 | 0 | 0 | 0 | 2891.0769 | -7.4725 | -2.7764 | 2919.3055 | -0.00036503 | 0.023007 | -8.4e-06 | 17.5 | 312.1673 | 16.0335 | 24.5219 | 24.6765 | 3.2789 | 28.5523 | 0 | 0 | 0 | 0 | 0.011297 | 0.0031761 | 0.007 | 0.007
SA3 | BPM.2919.SA3 | BPM | _ | MONI | 0 | 0 | 0 | 0 | 0 | 2891.1269 | -7.4736 | -2.7764 | 2919.3555 | -0.00036503 | 0.023007 | -8.4e-06 | 17.5 | 312.1673 | 16.0335 | 24.5219 | 24.6765 | 3.2789 | 28.5523 | 0 | 0 | 0 | 0 | 0.011297 | 0.0031761 | 0.022 | 0.022
SA3 | CYA.2919.SA3 | CYA | _ | VKIC | 0.055 | 0 | 0 | 0 | 0 | 2891.3044 | -7.4777 | -2.7765 | 2919.5329 | -0.00036503 | 0.023007 | -8.4e-06 | 17.5 | 305.6283 | 15.864 | 24.5221 | 23.3522 | 3.1812 | 28.5536 | 0 | 0 | 0 | 0 | 0.011178 | 0.0030897 | 0.007 | 0.007
SA3 | UNDU.2922.SA3 | UNDU | _ | UNDULATO | 5 | 0 | 0 | 0 | 0 | 2893.9919 | -7.5395 | -2.7775 | 2922.2197 | -0.00036503 | 0.023007 | -8.4e-06 | 17.5 | 163.9236 | 11.5982 | 24.5257 | 3.2009 | 0.7241 | 28.6554 | 0 | 0 | 0 | 0 | 0.0081861 | 0.0011439 | 0.003 | 0.003
SA3 | BPS.2924.SA3 | BPS | _ | PHASESHI | 0.215 | 0 | 0 | 0 | 0 | 2896.7594 | -7.6032 | -2.7785 | 2924.9865 | -0.00036503 | 0.023007 | -8.4e-06 | 17.5 | 155.3412 | 11.2881 | 24.5261 | 2.7248 | 0.5455 | 28.6757 | 0 | 0 | 0 | 0 | 0.0079689 | 0.0010554 | 0.003 | 0.003
SA3 | CXA.2925.SA3 | CXA | _ | HKIC | 0.055 | 0 | 0 | 0 | 0 | 2896.9444 | -7.6074 | -2.7786 | 2925.1714 | -0.00036503 | 0.023007 | -8.4e-06 | 17.5 | 152.9798 | 11.2013 | 24.5262 | 2.6155 | 0.4955 | 28.6819 | 0 | 0 | 0 | 0 | 0.0079081 | 0.001034 | 0.007 | 0.007
SA3 | QA.2925.SA3 | QA | QA.1.SA3 | QUAD | 0.1 | -0.136 | 0 | 0 | 0 | 2897.1769 | -7.6128 | -2.7787 | 2925.4039 | -0.00036503 | 0.023007 | -8.4e-06 | 17.5 | 149.3443 | -9.2349 | 24.5265 | 2.361 | 0.6965 | 28.6982 | 0 | 0 | 0 | 0 | 0.0078136 | 0.00098243 | 0.007 | 0.007
SA3 | BPM.2925.SA3 | BPM | _ | MONI | 0 | 0 | 0 | 0 | 0 | 2897.2269 | -7.6139 | -2.7787 | 2925.4539 | -0.00036503 | 0.023007 | -8.4e-06 | 17.5 | 149.3443 | -9.2349 | 24.5265 | 2.361 | 0.6965 | 28.6982 | 0 | 0 | 0 | 0 | 0.0078136 | 0.00098243 | 0.022 | 0.022
SA3 | CYA.2925.SA3 | CYA | _ | VKIC | 0.055 | 0 | 0 | 0 | 0 | 2897.4044 | -7.618 | -2.7787 | 2925.6313 | -0.00036503 | 0.023007 | -8.4e-06 | 17.5 | 153.1549 | -9.3534 | 24.5267 | 2.1019 | 0.5676 | 28.7129 | 0 | 0 | 0 | 0 | 0.0079126 | 0.00092696 | 0.007 | 0.007
SA3 | UNDU.2928.SA3 | UNDU | _ | UNDULATO | 5 | 0 | 0 | 0 | 0 | 2900.0919 | -7.6799 | -2.7797 | 2928.3181 | -0.00036503 | 0.023007 | -8.4e-06 | 17.5 | 265.0647 | -12.3346 | 24.5308 | 12.9926 | -2.6781 | 28.9882 | 0 | 0 | 0 | 0 | 0.01041 | 0.0023046 | 0.003 | 0.003
SA3 | BPS.2931.SA3 | BPS | _ | PHASESHI | 0.215 | 0 | 0 | 0 | 0 | 2902.8594 | -7.7435 | -2.7807 | 2931.0849 | -0.00036503 | 0.023007 | -8.4e-06 | 17.5 | 274.3969 | -12.5512 | 24.531 | 15.0896 | -2.914 | 28.9924 | 0 | 0 | 0 | 0 | 0.010591 | 0.0024837 | 0.003 | 0.003
SA3 | CXA.2931.SA3 | CXA | _ | HKIC | 0.055 | 0 | 0 | 0 | 0 | 2903.0444 | -7.7478 | -2.7808 | 2931.2698 | -0.00036503 | 0.023007 | -8.4e-06 | 17.5 | 277.039 | -12.6119 | 24.531 | 15.7085 | -2.9801 | 28.9935 | 0 | 0 | 0 | 0 | 0.010642 | 0.0025341 | 0.007 | 0.007
SA3 | QA.2931.SA3 | QA | QA.2.SA3 | QUAD | 0.1 | 0.136 | 0 | 0 | 0 | 2903.2769 | -7.7531 | -2.7809 | 2931.5023 | -0.00036503 | 0.023007 | -8.4e-06 | 17.5 | 279.6806 | 25.463 | 24.5312 | 17.5024 | -5.5106 | 28.996 | 0 | 0 | 0 | 0 | 0.010693 | 0.0026749 | 0.007 | 0.007
SA3 | BPM.2931.SA3 | BPM | _ | MONI | 0 | 0 | 0 | 0 | 0 | 2903.3269 | -7.7543 | -2.7809 | 2931.5523 | -0.00036503 | 0.023007 | -8.4e-06 | 17.5 | 279.6806 | 25.463 | 24.5312 | 17.5024 | -5.5106 | 28.996 | 0 | 0 | 0 | 0 | 0.010693 | 0.0026749 | 0.022 | 0.022
SA3 | CYA.2931.SA3 | CYA | _ | VKIC | 0.055 | 0 | 0 | 0 | 0 | 2903.5044 | -7.7584 | -2.781 | 2931.7297 | -0.00036503 | 0.023007 | -8.4e-06 | 17.5 | 269.3383 | 24.9871 | 24.5313 | 19.837 | -5.8779 | 28.9977 | 0 | 0 | 0 | 0 | 0.010493 | 0.0028477 | 0.007 | 0.007
SA3 | END.2931.SA3 | END | _ | MARK | 0 | 0 | 0 | 0 | 0 | 2903.6919 | -7.7627 | -2.781 | 2931.9172 | -0.00036503 | 0.023007 | -8.4e-06 | 17.5 | 261.4019 | 24.6156 | 24.5314 | 21.7638 | -6.1647 | 28.9989 | 0 | 0 | 0 | 0 | 0.010337 | 0.0029828 | #N/A | #N/A
T4D | START.2931.T4D | START | _ | MARK | 0 | 0 | 0 | 0 | 0 | 2903.6919 | -7.7627 | -2.781 | 2931.9172 | -0.00036503 | 0.023007 | -8.4e-06 | 17.5 | 261.4019 | 24.6156 | 24.5314 | 21.7638 | -6.1647 | 28.9989 | 0 | 0 | 0 | 0 | 0.010337 | 0.0029828 | #N/A | #N/A
T4D | QF.2956.T4D | QF | QF.1.T4D | QUAD | 0.5 | -0.0819 | 0 | 0 | 0 | 2928.0269 | -8.3225 | -2.7899 | 2956.2457 | -0.00036503 | 0.023007 | -8.4e-06 | 17.5 | 472.8187 | -70.6547 | 25.02 | 1351.8634 | 62.019 | 29.0214 | 0 | 0 | 0 | 0 | 0.013903 | 0.023508 | 0.022 | 0.022
T4D | BPM.2956.T4D | BPM | _ | MONI | 0 | 0 | 0 | 0 | 0 | 2928.3769 | -8.3306 | -2.79 | 2956.5956 | -0.00036503 | 0.023007 | -8.4e-06 | 17.5 | 487.0553 | -71.7107 | 25.0201 | 1339.488 | 61.7344 | 29.0214 | 0 | 0 | 0 | 0 | 0.014111 | 0.0234 | 0.022 | 0.022
T4D | CYE.2956.T4D | CYE | _ | VKIC | 0.1 | 0 | 0 | 0 | 0 | 2928.5269 | -8.334 | -2.7901 | 2956.7456 | -0.00036503 | 0.023007 | -8.4e-06 | 17.5 | 516.162 | -73.8228 | 25.0201 | 1314.9081 | 61.1652 | 29.0214 | 0 | 0 | 0 | 0 | 0.014526 | 0.023185 | 0.022 | 0.022
T4D | QF.2968.T4D | QF | QF.2.T4D | QUAD | 0.5 | 0.0476 | 0 | 0 | 0 | 2940.2269 | -8.6032 | -2.7944 | 2968.4425 | -0.00036503 | 0.023007 | -8.4e-06 | 17.5 | 3681.0696 | -22.7236 | 25.0215 | 268.7102 | 14.6062 | 29.0246 | 0 | 0 | 0 | 0 | 0.038792 | 0.010481 | 0.022 | 0.022
T4D | BPM.2968.T4D | BPM | _ | MONI | 0 | 0 | 0 | 0 | 0 | 2940.5769 | -8.6112 | -2.7945 | 2968.7924 | -0.00036503 | 0.023007 | -8.4e-06 | 17.5 | 3685.6157 | -22.7377 | 25.0215 | 265.797 | 14.5264 | 29.0247 | 0 | 0 | 0 | 0 | 0.038816 | 0.010424 | 0.022 | 0.022
T4D | CXE.2968.T4D | CXE | _ | HKIC | 0.1 | 0 | 0 | 0 | 0 | 2940.7269 | -8.6147 | -2.7945 | 2968.9424 | -0.00036503 | 0.023007 | -8.4e-06 | 17.5 | 3694.7164 | -22.7658 | 25.0215 | 260.0183 | 14.3669 | 29.0248 | 0 | 0 | 0 | 0 | 0.038864 | 0.01031 | 0.022 | 0.022
T4D | QF.3058.T4D | QF | QF.3.T4D | QUAD | 0.5 | 0.094 | 0 | 0 | 0 | 3030.6269 | -10.6828 | -2.8274 | 3058.8186 | -0.00036503 | 0.023007 | -8.4e-06 | 17.5 | 8524.9317 | 778.964 | 25.024 | 4343.6309 | -459.6413 | 29.511 | 0 | 0 | 0 | 0 | 0.059034 | 0.042139 | 0.022 | 0.022
T4D | BPM.3059.T4D | BPM | _ | MONI | 0 | 0 | 0 | 0 | 0 | 3030.9769 | -10.6909 | -2.8275 | 3059.1685 | -0.00036503 | 0.023007 | -8.4e-06 | 17.5 | 8369.8506 | 771.8463 | 25.024 | 4436.0456 | -464.5052 | 29.511 | 0 | 0 | 0 | 0 | 0.058494 | 0.042585 | 0.022 | 0.022
T4D | CXE.3059.T4D | CXE | _ | HKIC | 0.1 | 0 | 0 | 0 | 0 | 3031.1269 | -10.6943 | -2.8275 | 3059.3184 | -0.00036503 | 0.023007 | -8.4e-06 | 17.5 | 8063.9592 | 757.6107 | 25.024 | 4623.7932 | -474.233 | 29.511 | 0 | 0 | 0 | 0 | 0.057416 | 0.043477 | 0.022 | 0.022
T4D | QF.3065.T4D | QF | QF.4.T4D | QUAD | 0.5 | -0.1357 | 0 | 0 | 0 | 3037.0269 | -10.83 | -2.8297 | 3065.2169 | -0.00036503 | 0.023007 | -8.4e-06 | 17.5 | 1579.2351 | 114.6543 | 25.0243 | 11425.653 | 814.7848 | 29.5111 | 0 | 0 | 0 | 0 | 0.025408 | 0.068343 | 0.022 | 0.022
T4D | BPM.3065.T4D | BPM | _ | MONI | 0 | 0 | 0 | 0 | 0 | 3037.3769 | -10.8381 | -2.8298 | 3065.5668 | -0.00036503 | 0.023007 | -8.4e-06 | 17.5 | 1556.3875 | 113.8219 | 25.0243 | 11263.2771 | 808.9745 | 29.5111 | 0 | 0 | 0 | 0 | 0.025224 | 0.067856 | 0.022 | 0.022
T4D | CYE.3065.T4D | CYE | _ | VKIC | 0.1 | 0 | 0 | 0 | 0 | 3037.5269 | -10.8415 | -2.8299 | 3065.7167 | -0.00036503 | 0.023007 | -8.4e-06 | 17.5 | 1511.1917 | 112.1569 | 25.0243 | 10942.0114 | 797.3537 | 29.5111 | 0 | 0 | 0 | 0 | 0.024855 | 0.066881 | 0.022 | 0.022
T4D | T10START.3066.T4D | T10START | _ | MARK | 0 | 0 | 0 | 0 | 0 | 3038.2776 | -10.8588 | -2.8302 | 3066.4672 | -0.00036503 | 0.023007 | -8.4e-06 | 17.5 | 1358.1023 | 106.3238 | 25.0244 | 9853.1279 | 756.6402 | 29.5111 | 0 | 0 | 0 | 0 | 0.023563 | 0.063466 | #N/A | #N/A
T4D | BV.3067.T4D | BV | BV.1.T4D | SBEN | 2.5 | -0.0436 | 0 | 0 | -1.5708 | 3039.5276 | -10.8876 | -2.8579 | 3067.7164 | -0.022182 | 0.023007 | -8.41e-06 | 17.5 | 878.5124 | 85.5121 | 25.0248 | 6418.8987 | 616.1795 | 29.5112 | 0 | 0 | 0.0545 | 0.0436 | 0.018951 | 0.05286 | 0.022 | 0.022
T4D | BV.3070.T4D | BV | BV.1.T4D | SBEN | 2.5 | -0.0436 | 0 | 0 | -1.5708 | 3042.5276 | -10.9565 | -2.9898 | 3070.7119 | -0.065815 | 0.023008 | -8.43e-06 | 17.5 | 440.3615 | 60.5381 | 25.0255 | 3246.5901 | 441.1094 | 29.5113 | 0 | 0 | 0.2398 | 0.0871 | 0.013417 | 0.043625 | 0.022 | 0.022
T4D | SA.3073.T4D | SA | SA.1.T4D | SEXT | 0.25 | 0 | 0 | 0 | -1.5708 | 3045.0526 | -11.0144 | -3.1836 | 3073.2286 | -0.087631 | 0.023008 | -8.43e-06 | 17.5 | 287.1711 | 48.8836 | 25.0262 | 2128.9527 | 357.203 | 29.5114 | 0 | 0 | 0.3618 | 0.0871 | 0.010835 | 0.040355 | 0.022 | 0.022
T4D | QE.3074.T4D | QE | QE.5.T4D | QUAD | 1 | -0.1821 | 0 | 0 | 0 | 3046.6776 | -11.0516 | -3.3258 | 3074.847 | -0.087631 | 0.023008 | -8.43e-06 | 17.5 | 153.4933 | 6.3301 | 25.0278 | 753.2812 | 379.6011 | 29.5116 | 0 | 0 | 0.4932 | 0 | 0.0079214 | 0.032344 | 0.022 | 0.022
T4D | BPM.3075.T4D | BPM | _ | MONI | 0 | 0 | 0 | 0 | 0 | 3047.2776 | -11.0654 | -3.3783 | 3075.4445 | -0.087631 | 0.023008 | -8.43e-06 | 17.5 | 152.23 | 6.3033 | 25.0279 | 679.274 | 360.4717 | 29.5116 | 0 | 0 | 0.4932 | 0 | 0.0078887 | 0.03146 | 0.022 | 0.022
T4D | CXE.3075.T4D | CXE | _ | HKIC | 0.1 | 0 | 0 | 0 | 0 | 3047.4276 | -11.0688 | -3.3914 | 3075.5939 | -0.087631 | 0.023008 | -8.43e-06 | 17.5 | 149.7193 | 6.2498 | 25.0281 | 542.737 | 322.2129 | 29.5117 | 0 | 0 | 0.4932 | 0 | 0.0078234 | 0.029691 | 0.022 | 0.022
T4D | BX.3076.T4D | BX | BX.1.T4D | RBEN | 0.5 | 0.0023 | 0 | 0 | 0 | 3047.9276 | -11.08 | -3.4352 | 3076.0919 | -0.087631 | 0.02642 | -0.00020777 | 17.5 | 141.1007 | 6.0625 | 25.0289 | 185.3714 | 188.309 | 29.512 | 0.0006 | 0.0023 | 0.4932 | 0 | 0.0076129 | 0.023501 | 0.047 | 0.047
T4D | BX.3077.T4D | BX | BX.2.T4D | RBEN | 0.5 | -0.0023 | 0 | 0 | 0 | 3048.9276 | -11.1058 | -3.5227 | 3077.0877 | -0.087631 | 0.021873 | -8.43e-06 | 17.5 | 129.2433 | 5.7949 | 25.03 | 0.052 | -2.9898 | 29.9598 | 0.0023 | 0 | 0.4932 | 0 | 0.0073377 | 0.014942 | 0.047 | 0.047
T4D | BX.3077.T4D | BX | BX.2.T4D | RBEN | 0.5 | -0.0023 | 0 | 0 | 0 | 3049.4276 | -11.1172 | -3.5665 | 3077.5856 | -0.087631 | 0.019596 | 0.00019091 | 17.5 | 123.5153 | 5.6611 | 25.0307 | 50.8667 | -98.6393 | 30.0096 | 0.0017 | -0.0023 | 0.4932 | 0 | 0.0071568 | 0.019356 | 0.047 | 0.047
T4D | BX.3078.T4D | BX | BX.1.T4D | RBEN | 0.5 | 0.0023 | 0 | 0 | 0 | 3050.4276 | -11.1373 | -3.654 | 3078.5816 | -0.087631 | 0.024142 | -8.43e-06 | 17.5 | 112.4606 | 5.3936 | 25.032 | 439.4424 | -289.9335 | 30.0106 | 0 | 0 | 0.4932 | 0 | 0.0067804 | 0.028199 | 0.047 | 0.047
T4D | QE.3079.T4D | QE | QE.5.T4D | QUAD | 1 | -0.1821 | 0 | 0 | 0 | 3051.6776 | -11.1662 | -3.7634 | 3079.8265 | -0.087631 | 0.023008 | -8.43e-06 | 17.5 | 116.3013 | -14.9771 | 25.0342 | 1504.8578 | -297.3533 | 30.0109 | 0 | 0 | 0.449 | -0.0871 | 0.0068952 | 0.038273 | 0.022 | 0.022
T4D | BPM.3080.T4D | BPM | _ | MONI | 0 | 0 | 0 | 0 | 0 | 3052.2776 | -11.18 | -3.8159 | 3080.424 | -0.087631 | 0.023008 | -8.43e-06 | 17.5 | 119.3161 | -15.1709 | 25.0343 | 1564.916 | -303.2289 | 30.0109 | 0 | 0 | 0.4402 | -0.0871 | 0.006984 | 0.038499 | 0.022 | 0.022
T4D | CYE.3080.T4D | CYE | _ | VKIC | 0.1 | 0 | 0 | 0 | 0 | 3052.4276 | -11.1834 | -3.829 | 3080.5734 | -0.087631 | 0.023008 | -8.43e-06 | 17.5 | 125.462 | -15.5583 | 25.0346 | 1688.5578 | -314.9802 | 30.011 | 0 | 0 | 0.4228 | -0.0871 | 0.0071616 | 0.038957 | 0.022 | 0.022
T4D | SA.3081.T4D | SA | SA.1.T4D | SEXT | 0.25 | 0 | 0 | 0 | -1.5708 | 3053.3026 | -11.2035 | -3.9056 | 3081.4448 | -0.087631 | 0.023008 | -8.43e-06 | 17.5 | 156.7712 | -17.3988 | 25.0357 | 2340.0478 | -370.7987 | 30.011 | 0 | 0 | 0.34 | -0.0871 | 0.0080055 | 0.041129 | 0.022 | 0.022
T4D | BV.3083.T4D | BV | BV.1.T4D | SBEN | 2.5 | -0.0436 | 0 | 0 | -1.5708 | 3055.8276 | -11.2613 | -4.1537 | 3083.9566 | -0.10945 | 0.023008 | -8.47e-06 | 17.5 | 309.5924 | -24.47 | 25.0383 | 5820.4234 | -580.9174 | 30.0112 | 0 | 0 | 0.0763 | -0.0436 | 0.01125 | 0.051068 | 0.022 | 0.022
T4D | BV.3086.T4D | BV | BV.1.T4D | SBEN | 2.5 | -0.0436 | 0 | 0 | -1.5708 | 3058.8276 | -11.3297 | -4.5463 | 3086.9292 | -0.15308 | 0.023008 | -8.53e-06 | 17.5 | 473.8487 | -30.282 | 25.0396 | 9811.4385 | -747.4718 | 30.0112 | 0 | 0 | 0 | 0 | 0.013918 | 0.063332 | 0.022 | 0.022
T4D | QG.3091.T4D | QG | QG.6.T4D | QUAD | 4 | -0.96 | 0 | 0 | 0 | 3063.0776 | -11.4261 | -5.2589 | 3091.1177 | -0.1749 | 0.023008 | -8.53e-06 | 17.5 | 8776.3757 | -4168.119 | 25.0404 | 684.0784 | -1338.7533 | 30.5112 | 0 | 0 | 0 | 0 | 0.059898 | 0.016723 | 0.047 | 0.047
T4D | BPM.3093.T4D | BPM | _ | MONI | 0 | 0 | 0 | 0 | 0 | 3065.1776 | -11.4736 | -5.6243 | 3093.1851 | -0.1749 | 0.023008 | -8.53e-06 | 17.5 | 9629.7949 | -4366.0734 | 25.0404 | 978.0287 | -1600.7498 | 30.5112 | 0 | 0 | 0 | 0 | 0.062743 | 0.019995 | 0.022 | 0.022
T4D | CXE.3093.T4D | CXE | _ | HKIC | 0.1 | 0 | 0 | 0 | 0 | 3065.3276 | -11.477 | -5.6504 | 3093.3328 | -0.1749 | 0.023008 | -8.53e-06 | 17.5 | 11455.406 | -4761.9821 | 25.0404 | 1723.1272 | -2124.7428 | 30.5112 | 0 | 0 | 0 | 0 | 0.068432 | 0.026541 | 0.022 | 0.022
T4D | CYE.3093.T4D | CYE | _ | VKIC | 0.1 | 0 | 0 | 0 | 0 | 3065.5276 | -11.4816 | -5.6852 | 3093.5297 | -0.1749 | 0.023008 | -8.53e-06 | 17.5 | 13439.3805 | -5157.8907 | 25.0404 | 2677.8229 | -2648.7358 | 30.5112 | 0 | 0 | 0 | 0 | 0.074122 | 0.033086 | 0.022 | 0.022
T4D | SWEEP.3094.T4D | SWEEP | _ | SWEEPER | 0.5 | 0 | 0 | 0 | 0 | 3066.3276 | -11.4997 | -5.8244 | 3094.3173 | -0.1749 | 0.023008 | -8.53e-06 | 17.5 | 25734.7055 | -7137.4342 | 25.0404 | 10595.2597 | -5268.7009 | 30.5112 | 0 | 0 | 0 | 0 | 0.10257 | 0.065813 | 0.047 | 0.047
T4D | DUWINDOW.3104.T4D | DUWINDOW | _ | MARK | 0 | 0 | 0 | 0 | 0 | 3076.5396 | -11.7311 | -7.6014 | 3104.3708 | -0.1749 | 0.023008 | -8.53e-06 | 17.5 | 364393.6969 | -26857.6462 | 25.0404 | 375577.9706 | -31368.7927 | 30.5113 | 0 | 0 | 0 | 0 | 0.38596 | 0.39184 | #N/A | #N/A
T4D | DUSTART.3106.T4D | DUSTART | _ | MARK | 0 | 0 | 0 | 0 | 0 | 3078.5396 | -11.7764 | -7.9494 | 3106.3398 | -0.1749 | 0.023008 | -8.53e-06 | 17.5 | 479742.4556 | -30816.7332 | 25.0404 | 511533.0015 | -36608.7228 | 30.5113 | 0 | 0 | 0 | 0 | 0.44285 | 0.45729 | #N/A | #N/A
T4D | END.3106.T4D | END | _ | MARK | 0 | 0 | 0 | 0 | 0 | 3078.5396 | -11.7764 | -7.9494 | 3106.3398 | -0.1749 | 0.023008 | -8.53e-06 | 17.5 | 479742.4556 | -30816.7332 | 25.0404 | 511533.0015 | -36608.7228 | 30.5113 | 0 | 0 | 0 | 0 | 0.44285 | 0.45729 | #N/A | #N/A
[28 empty] | #DIV/0! | #DIV/0! | #N/A | #N/A
T1 | START.2038.T1 | START | _ | MARK | 0 | 0 | 0 | 0 | 0 | 2010.5512 | 0 | -2.455 | 2038.8645 | -0.00036512 | 0 | 0 | 17.5 | 260.6875 | 26.881 | 17.5358 | 51.5263 | -10.3049 | 22.018 | 0 | 0 | 0 | 0 | 0.010323 | 0.0045895 | #N/A | #N/A
T1 | BY.2039.T1 | BY | BY.1.T1 | SEPTUM | 1 | -0.005 | 0 | 0 | 0 | 2011.0512 | 0 | -2.4552 | 2039.3645 | -0.00036512 | -0.0049871 | 1.82e-06 | 17.5 | 209.7014 | 24.1053 | 17.5365 | 74.215 | -12.3834 | 22.0205 | -0.0025 | -0.005 | 0 | 0 | 0.0093338 | 0.0055081 | 0.022 | 0.022
T1 | BY.2040.T1 | BY | BY.1.T1 | SEPTUM | 1 | -0.005 | 0 | 0 | 0 | 2012.0512 | 0.005 | -2.4555 | 2040.3645 | -0.00036511 | -0.0099741 | 3.64e-06 | 17.5 | 164.2666 | 21.3296 | 17.5373 | 101.0595 | -14.4607 | 22.0224 | -0.01 | -0.01 | 0 | 0 | 0.0084946 | 0.0064275 | 0.022 | 0.022
T1 | BY.2041.T1 | BY | BY.1.T1 | SEPTUM | 1 | -0.005 | 0 | 0 | 0 | 2013.0512 | 0.015 | -2.4559 | 2041.3644 | -0.00036508 | -0.014961 | 5.46e-06 | 17.5 | 124.3832 | 18.5539 | 17.5385 | 132.0572 | -16.5366 | 22.0238 | -0.0224 | -0.015 | 0 | 0 | 0.0078028 | 0.0073474 | 0.022 | 0.022
T1 | BY.2042.T1 | BY | BY.1.T1 | SEPTUM | 1 | -0.005 | 0 | 0 | 0 | 2014.0512 | 0.0299 | -2.4563 | 2042.3643 | -0.00036505 | -0.019948 | 7.28e-06 | 17.5 | 90.0511 | 15.7783 | 17.54 | 167.205 | -18.6108 | 22.0248 | -0.0399 | -0.0199 | 0 | 0 | 0.0072644 | 0.0082676 | 0.022 | 0.022
T1 | QF.2046.T1 | QF | QF.3.T1 | QUAD | 0.5 | -0.0051 | 0 | 0 | 0 | 2018.1812 | 0.1123 | -2.4578 | 2046.4935 | -0.00036505 | -0.019948 | 7.28e-06 | 17.5 | 9.4265 | 4.9615 | 17.5612 | 342.0435 | -24.9165 | 22.0274 | -0.1174 | -0.0205 | 0 | 0 | 0.005485 | 0.011825 | 0.022 | 0.022
T1 | BPM.2046.T1 | BPM | _ | MONI | 0 | 0 | 0 | 0 | 0 | 2018.5312 | 0.1193 | -2.4579 | 2046.8434 | -0.00036505 | -0.019948 | 7.28e-06 | 17.5 | 8.4613 | 4.6897 | 17.563 | 347.045 | -25.0983 | 22.0275 | -0.1195 | -0.0205 | 0 | 0 | 0.0054448 | 0.011911 | 0.022 | 0.022
T1 | CYF.2046.T1 | CYF | _ | VKIC | 0.1 | 0 | 0 | 0 | 0 | 2018.6812 | 0.1223 | -2.458 | 2046.9934 | -0.00036505 | -0.019948 | 7.28e-06 | 17.5 | 6.6941 | 4.1462 | 17.5673 | 357.157 | -25.4619 | 22.0275 | -0.1236 | -0.0205 | 0 | 0 | 0.0053623 | 0.012083 | 0.022 | 0.022
T1 | QF.2050.T1 | QF | QF.4.T1 | QUAD | 0.5 | -0.1444 | 0 | 0 | 0 | 2022.0612 | 0.1897 | -2.4592 | 2050.3727 | -0.00036505 | -0.019948 | 7.28e-06 | 17.5 | 12.5707 | -7.3228 | 18.0012 | 523.8491 | 45.5018 | 22.0288 | -0.204 | -0.0486 | 0 | 0 | 0.0083869 | 0.014634 | 0.022 | 0.022
T1 | QF.2054.T1 | QF | QF.5.T1 | QUAD | 0.5 | 0.1195 | 0 | 0 | 0 | 2026.5612 | 0.2795 | -2.4608 | 2054.8718 | -0.00036505 | -0.019948 | 7.28e-06 | 17.5 | 157.235 | -7.7469 | 18.0169 | 206.8279 | 3.5096 | 22.0311 | -0.4104 | 0 | 0 | 0 | 0.020329 | 0.0091952 | 0.022 | 0.022
T1 | MP1.2055.T1 | MP1 | _ | MARK | 0 | 0 | 0 | 0 | 0 | 2026.8112 | 0.2844 | -2.4609 | 2055.1218 | -0.00036505 | -0.019948 | 7.28e-06 | 17.5 | 157.235 | -7.7469 | 18.0169 | 206.8279 | 3.5096 | 22.0311 | -0.4104 | 0 | 0 | 0 | 0.020329 | 0.0091952 | #N/A | #N/A
T1 | QF.2055.T1 | QF | QF.5.T1 | QUAD | 0.5 | 0.1195 | 0 | 0 | 0 | 2027.0612 | 0.2894 | -2.461 | 2055.3717 | -0.00036505 | -0.019948 | 7.28e-06 | 17.5 | 155.5623 | 11.0254 | 18.0174 | 215.8001 | -21.8101 | 22.0314 | -0.3982 | 0.0486 | 0 | 0 | 0.019921 | 0.0093925 | 0.022 | 0.022
T1 | BPM.2055.T1 | BPM | _ | MONI | 0 | 0 | 0 | 0 | 0 | 2027.4112 | 0.2964 | -2.4612 | 2055.7217 | -0.00036505 | -0.019948 | 7.28e-06 | 17.5 | 153.3651 | 10.9466 | 18.0175 | 220.1842 | -22.0309 | 22.0315 | -0.3934 | 0.0486 | 0 | 0 | 0.01972 | 0.0094874 | 0.022 | 0.022
T1 | CXF.2055.T1 | CXF | _ | HKIC | 0.1 | 0 | 0 | 0 | 0 | 2027.5612 | 0.2994 | -2.4612 | 2055.8716 | -0.00036505 | -0.019948 | 7.28e-06 | 17.5 | 149.0179 | 10.789 | 18.0177 | 229.085 | -22.4727 | 22.0316 | -0.3837 | 0.0486 | 0 | 0 | 0.019316 | 0.0096773 | 0.022 | 0.022
T1 | QF.2059.T1 | QF | QF.4.T1 | QUAD | 0.5 | -0.1444 | 0 | 0 | 0 | 2031.5612 | 0.3792 | -2.4627 | 2059.8709 | -0.00036505 | -0.019948 | 7.28e-06 | 17.5 | 77.8199 | -3.4818 | 18.0241 | 425.3653 | 31.1481 | 22.0337 | -0.1868 | 0.0205 | 0 | 0 | 0.011244 | 0.013187 | 0.022 | 0.022
T1 | QF.2063.T1 | QF | QF.3.T1 | QUAD | 0.5 | -0.0051 | 0 | 0 | 0 | 2035.4412 | 0.4566 | -2.4641 | 2063.7501 | -0.00036505 | -0.019948 | 7.28e-06 | 17.5 | 107.6495 | -4.6877 | 18.0309 | 217.4508 | 23.4044 | 22.0357 | -0.1073 | 0.0199 | 0 | 0 | 0.0098528 | 0.0094284 | 0.022 | 0.022
T1 | BPM.2064.T1 | BPM | _ | MONI | 0 | 0 | 0 | 0 | 0 | 2035.7912 | 0.4636 | -2.4642 | 2064.1 | -0.00036505 | -0.019948 | 7.28e-06 | 17.5 | 108.5892 | -4.709 | 18.031 | 212.7951 | 23.152 | 22.0358 | -0.1053 | 0.0199 | 0 | 0 | 0.0098217 | 0.0093269 | 0.022 | 0.022
T1 | CYF.2064.T1 | CYF | _ | VKIC | 0.1 | 0 | 0 | 0 | 0 | 2035.9412 | 0.4666 | -2.4643 | 2064.25 | -0.00036505 | -0.019948 | 7.28e-06 | 17.5 | 110.4813 | -4.7517 | 18.0313 | 203.6353 | 22.6473 | 22.036 | -0.1013 | 0.0199 | 0 | 0 | 0.0097595 | 0.0091239 | 0.022 | 0.022
T1 | BD.2067.T1 | BD | BD.1.T1 | RBEN | 1 | -0.005 | 0 | 0 | 0 | 2039.5712 | 0.5377 | -2.4656 | 2067.8793 | -0.00036501 | -0.027429 | 9.1e-06 | 17.5 | 152.8076 | -5.6224 | 18.0363 | 60.8408 | 12.3524 | 22.0418 | -0.0224 | 0.015 | 0 | 0 | 0.0085757 | 0.0049872 | 0.022 | 0.022
T1 | BD.2068.T1 | BD | BD.1.T1 | RBEN | 1 | -0.005 | 0 | 0 | 0 | 2040.5712 | 0.5627 | -2.466 | 2068.879 | -0.00036496 | -0.032416 | 1.092e-05 | 17.5 | 164.2658 | -5.8358 | 18.0373 | 38.6591 | 9.829 | 22.0451 | -0.01 | 0.01 | 0 | 0 | 0.0084946 | 0.0039754 | 0.022 | 0.022
T1 | BD.2069.T1 | BD | BD.1.T1 | RBEN | 1 | -0.005 | 0 | 0 | 0 | 2041.5712 | 0.5926 | -2.4663 | 2069.8786 | -0.0003649 | -0.037403 | 1.274e-05 | 17.5 | 176.1509 | -6.0493 | 18.0383 | 21.5253 | 7.3046 | 22.0506 | -0.0025 | 0.005 | 0 | 0 | 0.0085609 | 0.0029664 | 0.022 | 0.022
T1 | BD.2070.T1 | BD | BD.1.T1 | RBEN | 1 | -0.005 | 0 | 0 | 0 | 2042.5712 | 0.6275 | -2.4667 | 2070.878 | -0.00036483 | -0.04239 | 1.456e-05 | 17.5 | 188.4627 | -6.2627 | 18.0392 | 9.441 | 4.7795 | 22.0618 | 0 | 0 | 0 | 0 | 0.0087774 | 0.0019646 | 0.022 | 0.022
T1 | QF.2071.T1 | QF | QF.2.T1 | QUAD | 0.5 | 0.1438 | 0 | 0 | 0 | 2043.5712 | 0.6686 | -2.4671 | 2071.8771 | -0.00036483 | -0.039896 | 1.456e-05 | 17.5 | 184.2234 | 20.7282 | 18.0398 | 4.0368 | 2.3476 | 22.0816 | 0 | 0 | 0 | 0 | 0.0086782 | 0.0012846 | 0.022 | 0.022
T1 | BPM.2072.T1 | BPM | _ | MONI | 0 | 0 | 0 | 0 | 0 | 2043.9212 | 0.6826 | -2.4672 | 2072.2268 | -0.00036483 | -0.039896 | 1.456e-05 | 17.5 | 180.1012 | 20.4944 | 18.0399 | 3.5835 | 2.1863 | 22.0857 | 0 | 0 | 0 | 0 | 0.0085805 | 0.0012103 | 0.022 | 0.022
T1 | CXF.2072.T1 | CXF | _ | HKIC | 0.1 | 0 | 0 | 0 | 0 | 2044.0712 | 0.6885 | -2.4672 | 2072.3767 | -0.00036483 | -0.039896 | 1.456e-05 | 17.5 | 171.9969 | 20.0269 | 18.04 | 2.7734 | 1.8637 | 22.0958 | 0 | 0 | 0 | 0 | 0.0083852 | 0.0010648 | 0.022 | 0.022
T1 | QF.2081.T1 | QF | QF.1.T1 | QUAD | 0.5 | -0.1438 | 0 | 0 | 0 | 2053.5712 | 1.0675 | -2.4707 | 2081.8691 | -0.00036483 | -0.039896 | 1.456e-05 | 17.5 | 3.6156 | -3.1295 | 18.4741 | 110.3871 | 2.4684 | 22.506 | 0 | 0 | 0 | 0 | 0.0012158 | 0.0067176 | 0.022 | 0.022
T1 | BPM.2082.T1 | BPM | _ | MONI | 0 | 0 | 0 | 0 | 0 | 2053.9212 | 1.0814 | -2.4708 | 2082.2189 | -0.00036483 | -0.039896 | 1.456e-05 | 17.5 | 4.2714 | -3.428 | 18.4782 | 109.894 | 2.4619 | 22.5061 | 0 | 0 | 0 | 0 | 0.0013214 | 0.0067026 | 0.022 | 0.022
T1 | CYF.2082.T1 | CYF | _ | VKIC | 0.1 | 0 | 0 | 0 | 0 | 2054.0712 | 1.0874 | -2.4709 | 2082.3688 | -0.00036483 | -0.039896 | 1.456e-05 | 17.5 | 5.762 | -4.0251 | 18.4846 | 108.9118 | 2.4491 | 22.5064 | 0 | 0 | 0 | 0 | 0.0015348 | 0.0066726 | 0.022 | 0.022
T1 | CXF.2091.T1 | CXF | _ | HKIC | 0.1 | 0 | 0 | 0 | 0 | 2063.0712 | 1.4464 | -2.4742 | 2091.3616 | -0.00036483 | -0.039896 | 1.456e-05 | 17.5 | 320.0212 | -30.8926 | 18.5182 | 70.033 | 1.8708 | 22.5228 | 0 | 0 | 0 | 0 | 0.011438 | 0.0053507 | 0.022 | 0.022
T1 | BPM.2091.T1 | BPM | _ | MONI | 0 | 0 | 0 | 0 | 0 | 2063.2212 | 1.4524 | -2.4742 | 2091.5115 | -0.00036483 | -0.039896 | 1.456e-05 | 17.5 | 326.2295 | -31.1911 | 18.5182 | 69.6595 | 1.8644 | 22.5231 | 0 | 0 | 0 | 0 | 0.011548 | 0.0053364 | 0.022 | 0.022
T1 | QF.2091.T1 | QF | QF.2.T1 | QUAD | 0.5 | 0.1438 | 0 | 0 | 0 | 2063.5712 | 1.4663 | -2.4744 | 2091.8612 | -0.00036483 | -0.039896 | 1.456e-05 | 17.5 | 339.8815 | 17.0776 | 18.5185 | 72.4593 | -8.3534 | 22.5244 | 0 | 0 | 0 | 0 | 0.011787 | 0.0054426 | 0.022 | 0.022
T1 | QF.2101.T1 | QF | QF.1.T1 | QUAD | 0.5 | -0.1438 | 0 | 0 | 0 | 2073.5712 | 1.8652 | -2.478 | 2101.8532 | -0.00036483 | -0.039896 | 1.456e-05 | 17.5 | 90.8628 | -4.288 | 18.5279 | 313.947 | 28.1406 | 22.5346 | 0 | 0 | 0 | 0 | 0.0060946 | 0.011329 | 0.022 | 0.022
T1 | BPM.2102.T1 | BPM | _ | MONI | 0 | 0 | 0 | 0 | 0 | 2073.9212 | 1.8791 | -2.4781 | 2102.203 | -0.00036483 | -0.039896 | 1.456e-05 | 17.5 | 91.7226 | -4.3094 | 18.5281 | 308.3441 | 27.8881 | 22.5347 | 0 | 0 | 0 | 0 | 0.0061234 | 0.011227 | 0.022 | 0.022
T1 | CYF.2102.T1 | CYF | _ | VKIC | 0.1 | 0 | 0 | 0 | 0 | 2074.0712 | 1.8851 | -2.4782 | 2102.3528 | -0.00036483 | -0.039896 | 1.456e-05 | 17.5 | 93.4548 | -4.3521 | 18.5284 | 297.2899 | 27.3829 | 22.5348 | 0 | 0 | 0 | 0 | 0.006181 | 0.011024 | 0.022 | 0.022
T1 | QF.2111.T1 | QF | QF.2.T1 | QUAD | 0.5 | 0.1438 | 0 | 0 | 0 | 2083.5712 | 2.264 | -2.4816 | 2111.8453 | -0.00036483 | -0.039896 | 1.456e-05 | 17.5 | 184.2085 | 20.727 | 18.5398 | 4.0359 | 2.3474 | 22.5816 | 0 | 0 | 0 | 0 | 0.0086778 | 0.0012845 | 0.022 | 0.022
T1 | BPM.2112.T1 | BPM | _ | MONI | 0 | 0 | 0 | 0 | 0 | 2083.9212 | 2.278 | -2.4818 | 2112.195 | -0.00036483 | -0.039896 | 1.456e-05 | 17.5 | 180.0865 | 20.4932 | 18.5399 | 3.5825 | 2.1861 | 22.5858 | 0 | 0 | 0 | 0 | 0.0085802 | 0.0012102 | 0.022 | 0.022
T1 | CXF.2112.T1 | CXF | _ | HKIC | 0.1 | 0 | 0 | 0 | 0 | 2084.0712 | 2.284 | -2.4818 | 2112.3449 | -0.00036483 | -0.039896 | 1.456e-05 | 17.5 | 171.9827 | 20.0257 | 18.54 | 2.7726 | 1.8634 | 22.5959 | 0 | 0 | 0 | 0 | 0.0083849 | 0.0010646 | 0.022 | 0.022
T1 | QF.2121.T1 | QF | QF.1.T1 | QUAD | 0.5 | -0.1438 | 0 | 0 | 0 | 2093.5712 | 2.6629 | -2.4853 | 2121.8373 | -0.00036483 | -0.039896 | 1.456e-05 | 17.5 | 3.6167 | -3.13 | 18.9741 | 110.3981 | 2.469 | 23.006 | 0 | 0 | 0 | 0 | 0.0012159 | 0.0067179 | 0.022 | 0.022
T1 | BPM.2122.T1 | BPM | _ | MONI | 0 | 0 | 0 | 0 | 0 | 2093.9212 | 2.6769 | -2.4854 | 2122.187 | -0.00036483 | -0.039896 | 1.456e-05 | 17.5 | 4.2725 | -3.4285 | 18.9782 | 109.9049 | 2.4625 | 23.0061 | 0 | 0 | 0 | 0 | 0.0013216 | 0.0067029 | 0.022 | 0.022
T1 | CYF.2122.T1 | CYF | _ | VKIC | 0.1 | 0 | 0 | 0 | 0 | 2094.0712 | 2.6828 | -2.4855 | 2122.3369 | -0.00036483 | -0.039896 | 1.456e-05 | 17.5 | 5.7634 | -4.0256 | 18.9846 | 108.9225 | 2.4497 | 23.0064 | 0 | 0 | 0 | 0 | 0.001535 | 0.0066729 | 0.022 | 0.022
T1 | QF.2131.T1 | QF | QF.6.T1 | QUAD | 0.5 | 0.1862 | 0 | 0 | 0 | 2103.5712 | 3.0618 | -2.4889 | 2131.8294 | -0.00036483 | -0.039896 | 1.456e-05 | 17.5 | 332.8073 | 30.9199 | 19.0185 | 73.9812 | -11.533 | 23.0244 | 0 | 0 | 0 | 0 | 0.011664 | 0.0054994 | 0.022 | 0.022
T1 | BPM.2132.T1 | BPM | _ | MONI | 0 | 0 | 0 | 0 | 0 | 2103.9212 | 3.0757 | -2.4891 | 2132.1791 | -0.00036483 | -0.039896 | 1.456e-05 | 17.5 | 326.652 | 30.6323 | 19.0186 | 76.3059 | -11.7142 | 23.0246 | 0 | 0 | 0 | 0 | 0.011556 | 0.0055851 | 0.022 | 0.022
T1 | CXF.2132.T1 | CXF | _ | HKIC | 0.1 | 0 | 0 | 0 | 0 | 2104.0712 | 3.0817 | -2.4891 | 2132.329 | -0.00036483 | -0.039896 | 1.456e-05 | 17.5 | 314.5141 | 30.0572 | 19.0187 | 81.064 | -12.0764 | 23.025 | 0 | 0 | 0 | 0 | 0.011339 | 0.0057566 | 0.022 | 0.022
T1 | QF.2141.T1 | QF | QF.7.T1 | QUAD | 0.5 | -0.1378 | 0 | 0 | 0 | 2113.5712 | 3.4606 | -2.4926 | 2141.8214 | -0.00036483 | -0.039896 | 1.456e-05 | 17.5 | 2.1665 | 1.9037 | 19.0814 | 453.7361 | 34.3151 | 23.0328 | 0 | 0 | 0 | 0 | 0.0009411 | 0.013619 | 0.022 | 0.022
T1 | BPM.2142.T1 | BPM | _ | MONI | 0 | 0 | 0 | 0 | 0 | 2113.9212 | 3.4746 | -2.4927 | 2142.1711 | -0.00036483 | -0.039896 | 1.456e-05 | 17.5 | 1.8072 | 1.6902 | 19.0894 | 446.8991 | 34.0553 | 23.0328 | 0 | 0 | 0 | 0 | 0.00085953 | 0.013516 | 0.022 | 0.022
T1 | CYF.2142.T1 | CYF | _ | VKIC | 0.1 | 0 | 0 | 0 | 0 | 2114.0712 | 3.4806 | -2.4928 | 2142.321 | -0.00036483 | -0.039896 | 1.456e-05 | 17.5 | 1.2164 | 1.2634 | 19.111 | 433.3808 | 33.5358 | 23.0329 | 0 | 0 | 0 | 0 | 0.00070517 | 0.01331 | 0.022 | 0.022
T1 | QF.2151.T1 | QF | QF.8.T1 | QUAD | 0.5 | 0.1223 | 0 | 0 | 0 | 2123.5712 | 3.8595 | -2.4962 | 2151.8134 | -0.00036483 | -0.039896 | 1.456e-05 | 17.5 | 167.2672 | 1.416 | 19.4962 | 29.0442 | 4.8868 | 23.0471 | 0 | 0 | 0 | 0 | 0.0082691 | 0.0034458 | 0.022 | 0.022
T1 | BPM.2152.T1 | BPM | _ | MONI | 0 | 0 | 0 | 0 | 0 | 2123.9212 | 3.8734 | -2.4964 | 2152.1632 | -0.00036483 | -0.039896 | 1.456e-05 | 17.5 | 166.9842 | 1.4142 | 19.4963 | 28.0754 | 4.8012 | 23.0477 | 0 | 0 | 0 | 0 | 0.0082622 | 0.0033878 | 0.022 | 0.022
T1 | CXF.2152.T1 | CXF | _ | HKIC | 0.1 | 0 | 0 | 0 | 0 | 2124.0712 | 3.8794 | -2.4964 | 2152.313 | -0.00036483 | -0.039896 | 1.456e-05 | 17.5 | 166.4192 | 1.4106 | 19.4965 | 26.1892 | 4.6298 | 23.0488 | 0 | 0 | 0 | 0 | 0.0082482 | 0.003272 | 0.022 | 0.022
T1 | CXA.2164.T1 | CXA | _ | HKIC | 0.055 | 0 | 0 | 0 | 0 | 2136.3247 | 4.3682 | -2.5009 | 2164.5568 | -0.00036483 | -0.039896 | 1.456e-05 | 17.5 | 134.6006 | 1.1909 | 19.5096 | 41.0892 | -5.8481 | 23.488 | 0 | 0 | 0 | 0 | 0.0074179 | 0.0040984 | 0.007 | 0.007
T1 | QA.2164.T1 | QA | QA.2.T1 | QUAD | 0.1 | -0.0795 | 0 | 0 | 0 | 2136.5572 | 4.3774 | -2.501 | 2164.7891 | -0.00036483 | -0.039896 | 1.456e-05 | 17.5 | 135.063 | -9.5216 | 19.5099 | 43.7808 | -2.5773 | 23.489 | 0 | 0 | 0 | 0 | 0.0074306 | 0.0042306 | 0.007 | 0.007
T1 | BPM.2164.T1 | BPM | _ | MONI | 0 | 0 | 0 | 0 | 0 | 2136.6072 | 4.3794 | -2.501 | 2164.8391 | -0.00036483 | -0.039896 | 1.456e-05 | 17.5 | 135.063 | -9.5216 | 19.5099 | 43.7808 | -2.5773 | 23.489 | 0 | 0 | 0 | 0 | 0.0074306 | 0.0042306 | 0.022 | 0.022
T1 | CYA.2165.T1 | CYA | _ | VKIC | 0.055 | 0 | 0 | 0 | 0 | 2136.7847 | 4.3865 | -2.5011 | 2165.0164 | -0.00036483 | -0.039896 | 1.456e-05 | 17.5 | 138.9954 | -9.6607 | 19.5101 | 44.8448 | -2.6131 | 23.4897 | 0 | 0 | 0 | 0 | 0.007538 | 0.0042817 | 0.007 | 0.007
T1 | CXA.2170.T1 | CXA | _ | HKIC | 0.055 | 0 | 0 | 0 | 0 | 2142.4247 | 4.6115 | -2.5031 | 2170.6519 | -0.00036483 | -0.039896 | 1.456e-05 | 17.5 | 269.5558 | -13.4883 | 19.5147 | 79.8736 | -3.5977 | 23.5047 | 0 | 0 | 0 | 0 |  |  | 0.007 | 0.007
T1 | QA.2170.T1 | QA | QA.1.T1 | QUAD | 0.1 | 0.0533 | 0 | 0 | 0 | 2142.6572 | 4.6207 | -2.5032 | 2170.8843 | -0.00036483 | -0.039896 | 1.456e-05 | 17.5 | 275.0114 | 1.0362 | 19.5149 | 82.1552 | -8.0173 | 23.5052 | 0 | 0 | 0 | 0 | 0.010603 | 0.0057953 | 0.007 | 0.007
T1 | BPM.2170.T1 | BPM | _ | MONI | 0 | 0 | 0 | 0 | 0 | 2142.7072 | 4.6227 | -2.5032 | 2170.9342 | -0.00036483 | -0.039896 | 1.456e-05 | 17.5 | 275.0114 | 1.0362 | 19.5149 | 82.1552 | -8.0173 | 23.5052 | 0 | 0 | 0 | 0 | 0.010603 | 0.0057953 | 0.022 | 0.022
T1 | CYA.2171.T1 | CYA | _ | VKIC | 0.055 | 0 | 0 | 0 | 0 | 2142.8847 | 4.6298 | -2.5033 | 2171.1116 | -0.00036483 | -0.039896 | 1.456e-05 | 17.5 | 274.5869 | 1.0347 | 19.515 | 85.4757 | -8.1801 | 23.5056 | 0 | 0 | 0 | 0 | 0.010595 | 0.0059112 | 0.007 | 0.007
T1 | END.2171.T1 | END | _ | MARK | 0 | 0 | 0 | 0 | 0 | 2143.0722 | 4.6373 | -2.5034 | 2171.2989 | -0.00036483 | -0.039896 | 1.456e-05 | 17.5 | 274.256 | 1.0335 | 19.5151 | 88.1137 | -8.3073 | 23.5059 | 0 | 0 | 0 | 0 | 0.010588 | 0.0060017 | #N/A | #N/A
SA2 | START.2171.SA2 | START | _ | MARK | 0 | 0 | 0 | 0 | 0 | 2143.0722 | 4.6373 | -2.5034 | 2171.2989 | -0.00036483 | -0.039896 | 1.456e-05 | 17.5 | 274.256 | 1.0335 | 19.5151 | 88.1137 | -8.3073 | 23.5059 | 0 | 0 | 0 | 0 | 0.010588 | 0.0060017 | #N/A | #N/A
SA2 | UNDU.2173.SA2 | UNDU | _ | UNDULATO | 5 | 0 | 0 | 0 | 0 | 2145.5722 | 4.737 | -2.5043 | 2173.7969 | -0.00036483 | -0.039896 | 1.456e-05 | 17.5 | 264.1098 | 0.9958 | 19.518 | 191.0501 | -12.28 | 23.5121 | 0 | 0 | 0 | 0 | 0.010391 | 0.0088375 | 0.003 | 0.003
SA2 | BPS.2176.SA2 | BPS | _ | PHASESHI | 0.215 | 0 | 0 | 0 | 0 | 2148.3397 | 4.8474 | -2.5053 | 2176.5622 | -0.00036483 | -0.039896 | 1.456e-05 | 17.5 | 263.3641 | 0.9929 | 19.5183 | 200.3719 | -12.578 | 23.5124 | 0 | 0 | 0 | 0 | 0.010376 | 0.0090505 | 0.003 | 0.003
SA2 | CXA.2176.SA2 | CXA | _ | HKIC | 0.055 | 0 | 0 | 0 | 0 | 2148.5247 | 4.8548 | -2.5053 | 2176.7471 | -0.00036483 | -0.039896 | 1.456e-05 | 17.5 | 263.1556 | 0.9921 | 19.5183 | 203.022 | -12.6614 | 23.5124 | 0 | 0 | 0 | 0 | 0.010372 | 0.0091102 | 0.007 | 0.007
SA2 | QA.2176.SA2 | QA | QA.1.SA2 | QUAD | 0.1 | -0.0639 | 0 | 0 | 0 | 2148.7572 | 4.864 | -2.5054 | 2176.9794 | -0.00036483 | -0.039896 | 1.456e-05 | 17.5 | 264.3313 | -15.8533 | 19.5185 | 208.2013 | 0.4593 | 23.5126 | 0 | 0 | 0 | 0 | 0.010395 | 0.0092257 | 0.007 | 0.007
SA2 | BPM.2177.SA2 | BPM | _ | MONI | 0 | 0 | 0 | 0 | 0 | 2148.8072 | 4.866 | -2.5054 | 2177.0294 | -0.00036483 | -0.039896 | 1.456e-05 | 17.5 | 264.3313 | -15.8533 | 19.5185 | 208.2013 | 0.4593 | 23.5126 | 0 | 0 | 0 | 0 | 0.010395 | 0.0092257 | 0.022 | 0.022
SA2 | CYA.2177.SA2 | CYA | _ | VKIC | 0.055 | 0 | 0 | 0 | 0 | 2148.9847 | 4.8731 | -2.5055 | 2177.2067 | -0.00036483 | -0.039896 | 1.456e-05 | 17.5 | 270.8713 | -16.049 | 19.5186 | 208.0132 | 0.4581 | 23.5128 | 0 | 0 | 0 | 0 | 0.010523 | 0.0092215 | 0.007 | 0.007
SA2 | UNDU.2179.SA2 | UNDU | _ | UNDULATO | 5 | 0 | 0 | 0 | 0 | 2151.6722 | 4.9803 | -2.5065 | 2179.8921 | -0.00036483 | -0.039896 | 1.456e-05 | 17.5 | 461.914 | -20.9747 | 19.5209 | 203.4404 | 0.4281 | 23.5168 | 0 | 0 | 0 | 0 | 0.013742 | 0.0091196 | 0.003 | 0.003
SA2 | BPS.2182.SA2 | BPS | _ | PHASESHI | 0.215 | 0 | 0 | 0 | 0 | 2154.4397 | 5.0907 | -2.5075 | 2182.6574 | -0.00036483 | -0.039896 | 1.456e-05 | 17.5 | 477.7793 | -21.3327 | 19.5211 | 203.1202 | 0.4259 | 23.5171 | 0 | 0 | 0 | 0 | 0.013976 | 0.0091124 | 0.003 | 0.003
SA2 | CXA.2182.SA2 | CXA | _ | HKIC | 0.055 | 0 | 0 | 0 | 0 | 2154.6247 | 5.0981 | -2.5076 | 2182.8422 | -0.00036483 | -0.039896 | 1.456e-05 | 17.5 | 482.2697 | -21.4329 | 19.5211 | 203.0308 | 0.4253 | 23.5172 | 0 | 0 | 0 | 0 | 0.014041 | 0.0091104 | 0.007 | 0.007
SA2 | QA.2183.SA2 | QA | QA.2.SA2 | QUAD | 0.1 | 0.0639 | 0 | 0 | 0 | 2154.8572 | 5.1073 | -2.5077 | 2183.0745 | -0.00036483 | -0.039896 | 1.456e-05 | 17.5 | 490.1286 | 9.6884 | 19.5212 | 204.1123 | -12.5825 | 23.5174 | 0 | 0 | 0 | 0 | 0.014155 | 0.0091346 | 0.007 | 0.007
SA2 | BPM.2183.SA2 | BPM | _ | MONI | 0 | 0 | 0 | 0 | 0 | 2154.9072 | 5.1093 | -2.5077 | 2183.1245 | -0.00036483 | -0.039896 | 1.456e-05 | 17.5 | 490.1286 | 9.6884 | 19.5212 | 204.1123 | -12.5825 | 23.5174 | 0 | 0 | 0 | 0 | 0.014155 | 0.0091346 | 0.022 | 0.022
SA2 | CYA.2183.SA2 | CYA | _ | VKIC | 0.055 | 0 | 0 | 0 | 0 | 2155.0847 | 5.1164 | -2.5077 | 2183.3019 | -0.00036483 | -0.039896 | 1.456e-05 | 17.5 | 486.1645 | 9.6487 | 19.5212 | 209.304 | -12.7425 | 23.5175 | 0 | 0 | 0 | 0 | 0.014098 | 0.0092501 | 0.007 | 0.007
SA2 | UNDU.2185.SA2 | UNDU | _ | UNDULATO | 5 | 0 | 0 | 0 | 0 | 2157.7722 | 5.2236 | -2.5087 | 2185.9872 | -0.00036483 | -0.039896 | 1.456e-05 | 17.5 | 391.7433 | 8.65 | 19.5231 | 361.5894 | -16.7702 | 23.5205 | 0 | 0 | 0 | 0 | 0.012655 | 0.012158 | 0.003 | 0.003
SA2 | BPS.2188.SA2 | BPS | _ | PHASESHI | 0.215 | 0 | 0 | 0 | 0 | 2160.5397 | 5.334 | -2.5097 | 2188.7525 | -0.00036483 | -0.039896 | 1.456e-05 | 17.5 | 385.2831 | 8.5774 | 19.5233 | 374.2768 | -17.0629 | 23.5207 | 0 | 0 | 0 | 0 | 0.01255 | 0.012369 | 0.003 | 0.003
SA2 | CXA.2188.SA2 | CXA | _ | HKIC | 0.055 | 0 | 0 | 0 | 0 | 2160.7247 | 5.3414 | -2.5098 | 2188.9374 | -0.00036483 | -0.039896 | 1.456e-05 | 17.5 | 383.4839 | 8.5571 | 19.5233 | 377.8686 | -17.1448 | 23.5207 | 0 | 0 | 0 | 0 | 0.012521 | 0.012429 | 0.007 | 0.007
SA2 | QA.2189.SA2 | QA | QA.1.SA2 | QUAD | 0.1 | -0.0639 | 0 | 0 | 0 | 2160.9572 | 5.3507 | -2.5099 | 2189.1697 | -0.00036483 | -0.039896 | 1.456e-05 | 17.5 | 381.5622 | -15.8059 | 19.5234 | 384.2067 | 7.2426 | 23.5208 | 0 | 0 | 0 | 0 | 0.012489 | 0.012533 | 0.007 | 0.007
SA2 | BPM.2189.SA2 | BPM | _ | MONI | 0 | 0 | 0 | 0 | 0 | 2161.0072 | 5.3526 | -2.5099 | 2189.2196 | -0.00036483 | -0.039896 | 1.456e-05 | 17.5 | 381.5622 | -15.8059 | 19.5234 | 384.2067 | 7.2426 | 23.5208 | 0 | 0 | 0 | 0 | 0.012489 | 0.012533 | 0.022 | 0.022
SA2 | CYA.2189.SA2 | CYA | _ | VKIC | 0.055 | 0 | 0 | 0 | 0 | 2161.1847 | 5.3597 | -2.51 | 2189.397 | -0.00036483 | -0.039896 | 1.456e-05 | 17.5 | 388.0703 | -15.9407 | 19.5235 | 381.243 | 7.2141 | 23.5209 | 0 | 0 | 0 | 0 | 0.012595 | 0.012484 | 0.007 | 0.007
SA2 | UNDU.2192.SA2 | UNDU | _ | UNDULATO | 5 | 0 | 0 | 0 | 0 | 2163.8722 | 5.4669 | -2.5109 | 2192.0824 | -0.00036483 | -0.039896 | 1.456e-05 | 17.5 | 570.0811 | -19.3327 | 19.5253 | 310.498 | 6.4962 | 23.5233 | 0 | 0 | 0 | 0 | 0.015266 | 0.011266 | 0.003 | 0.003
SA2 | BPS.2194.SA2 | BPS | _ | PHASESHI | 0.215 | 0 | 0 | 0 | 0 | 2166.6397 | 5.5773 | -2.512 | 2194.8477 | -0.00036483 | -0.039896 | 1.456e-05 | 17.5 | 584.6731 | -19.5792 | 19.5254 | 305.6454 | 6.444 | 23.5235 | 0 | 0 | 0 | 0 | 0.01546 | 0.011178 | 0.003 | 0.003
SA2 | CXA.2195.SA2 | CXA | _ | HKIC | 0.055 | 0 | 0 | 0 | 0 | 2166.8247 | 5.5847 | -2.512 | 2195.0325 | -0.00036483 | -0.039896 | 1.456e-05 | 17.5 | 588.792 | -19.6483 | 19.5254 | 304.2937 | 6.4294 | 23.5235 | 0 | 0 | 0 | 0 | 0.015514 | 0.011153 | 0.007 | 0.007
SA2 | QA.2195.SA2 | QA | QA.2.SA2 | QUAD | 0.1 | 0.0639 | 0 | 0 | 0 | 2167.0572 | 5.594 | -2.5121 | 2195.2648 | -0.00036483 | -0.039896 | 1.456e-05 | 17.5 | 595.0478 | 18.263 | 19.5255 | 302.9528 | -12.9106 | 23.5237 | 0 | 0 | 0 | 0 | 0.015597 | 0.011129 | 0.007 | 0.007
SA2 | BPM.2195.SA2 | BPM | _ | MONI | 0 | 0 | 0 | 0 | 0 | 2167.1072 | 5.596 | -2.5121 | 2195.3148 | -0.00036483 | -0.039896 | 1.456e-05 | 17.5 | 595.0478 | 18.263 | 19.5255 | 302.9528 | -12.9106 | 23.5237 | 0 | 0 | 0 | 0 | 0.015597 | 0.011129 | 0.022 | 0.022
SA2 | CYA.2195.SA2 | CYA | _ | VKIC | 0.055 | 0 | 0 | 0 | 0 | 2167.2847 | 5.603 | -2.5122 | 2195.4922 | -0.00036483 | -0.039896 | 1.456e-05 | 17.5 | 587.5836 | 18.1478 | 19.5255 | 308.2694 | -13.0241 | 23.5238 | 0 | 0 | 0 | 0 | 0.015499 | 0.011226 | 0.007 | 0.007
SA2 | UNDU.2198.SA2 | UNDU | _ | UNDULATO | 5 | 0 | 0 | 0 | 0 | 2169.9722 | 5.7102 | -2.5132 | 2198.1775 | -0.00036483 | -0.039896 | 1.456e-05 | 17.5 | 415.2675 | 15.2468 | 19.5272 | 457.4156 | -15.8802 | 23.526 | 0 | 0 | 0 | 0 | 0.013029 | 0.013674 | 0.003 | 0.003
SA2 | BPS.2200.SA2 | BPS | _ | PHASESHI | 0.215 | 0 | 0 | 0 | 0 | 2172.7397 | 5.8206 | -2.5142 | 2200.9428 | -0.00036483 | -0.039896 | 1.456e-05 | 17.5 | 403.9114 | 15.036 | 19.5273 | 469.4035 | -16.0877 | 23.5261 | 0 | 0 | 0 | 0 | 0.01285 | 0.013853 | 0.003 | 0.003
SA2 | CXA.2201.SA2 | CXA | _ | HKIC | 0.055 | 0 | 0 | 0 | 0 | 2172.9247 | 5.828 | -2.5142 | 2201.1277 | -0.00036483 | -0.039896 | 1.456e-05 | 17.5 | 400.7601 | 14.977 | 19.5274 | 472.7881 | -16.1459 | 23.5261 | 0 | 0 | 0 | 0 | 0.0128 | 0.013902 | 0.007 | 0.007
SA2 | QA.2201.SA2 | QA | QA.1.SA2 | QUAD | 0.1 | -0.0639 | 0 | 0 | 0 | 2173.1572 | 5.8373 | -2.5143 | 2201.36 | -0.00036483 | -0.039896 | 1.456e-05 | 17.5 | 395.6807 | -10.3796 | 19.5275 | 478 | 14.3017 | 23.5262 | 0 | 0 | 0 | 0 | 0.012718 | 0.013979 | 0.007 | 0.007
SA2 | BPM.2201.SA2 | BPM | _ | MONI | 0 | 0 | 0 | 0 | 0 | 2173.2072 | 5.8393 | -2.5143 | 2201.4099 | -0.00036483 | -0.039896 | 1.456e-05 | 17.5 | 395.6807 | -10.3796 | 19.5275 | 478 | 14.3017 | 23.5262 | 0 | 0 | 0 | 0 | 0.012718 | 0.013979 | 0.022 | 0.022
SA2 | CYA.2201.SA2 | CYA | _ | VKIC | 0.055 | 0 | 0 | 0 | 0 | 2173.3847 | 5.8463 | -2.5144 | 2201.5873 | -0.00036483 | -0.039896 | 1.456e-05 | 17.5 | 399.9479 | -10.436 | 19.5276 | 472.1544 | 14.2135 | 23.5263 | 0 | 0 | 0 | 0 | 0.012787 | 0.013893 | 0.007 | 0.007
SA2 | UNDU.2204.SA2 | UNDU | _ | UNDULATO | 5 | 0 | 0 | 0 | 0 | 2176.0722 | 5.9535 | -2.5154 | 2204.2727 | -0.00036483 | -0.039896 | 1.456e-05 | 17.5 | 514.9641 | -11.854 | 19.5294 | 336.9197 | 11.9947 | 23.5284 | 0 | 0 | 0 | 0 | 0.014509 | 0.011736 | 0.003 | 0.003
SA2 | BPS.2207.SA2 | BPS | _ | PHASESHI | 0.215 | 0 | 0 | 0 | 0 | 2178.8397 | 6.0639 | -2.5164 | 2207.038 | -0.00036483 | -0.039896 | 1.456e-05 | 17.5 | 523.8932 | -11.957 | 19.5295 | 327.9841 | 11.8335 | 23.5285 | 0 | 0 | 0 | 0 | 0.014634 | 0.011579 | 0.003 | 0.003
SA2 | CXA.2207.SA2 | CXA | _ | HKIC | 0.055 | 0 | 0 | 0 | 0 | 2179.0247 | 6.0713 | -2.5165 | 2207.2228 | -0.00036483 | -0.039896 | 1.456e-05 | 17.5 | 526.4072 | -11.9859 | 19.5295 | 325.5038 | 11.7884 | 23.5286 | 0 | 0 | 0 | 0 | 0.01467 | 0.011535 | 0.007 | 0.007
SA2 | QA.2207.SA2 | QA | QA.2.SA2 | QUAD | 0.1 | 0.0639 | 0 | 0 | 0 | 2179.2572 | 6.0806 | -2.5166 | 2207.4551 | -0.00036483 | -0.039896 | 1.456e-05 | 17.5 | 529.1496 | 21.806 | 19.5296 | 321.5694 | -8.8121 | 23.5287 | 0 | 0 | 0 | 0 | 0.014708 | 0.011465 | 0.007 | 0.007
SA2 | BPM.2207.SA2 | BPM | _ | MONI | 0 | 0 | 0 | 0 | 0 | 2179.3072 | 6.0826 | -2.5166 | 2207.5051 | -0.00036483 | -0.039896 | 1.456e-05 | 17.5 | 529.1496 | 21.806 | 19.5296 | 321.5694 | -8.8121 | 23.5287 | 0 | 0 | 0 | 0 | 0.014708 | 0.011465 | 0.022 | 0.022
SA2 | CYA.2207.SA2 | CYA | _ | VKIC | 0.055 | 0 | 0 | 0 | 0 | 2179.4847 | 6.0896 | -2.5166 | 2207.6824 | -0.00036483 | -0.039896 | 1.456e-05 | 17.5 | 520.247 | 21.6214 | 19.5296 | 325.1926 | -8.8622 | 23.5288 | 0 | 0 | 0 | 0 | 0.014583 | 0.01153 | 0.007 | 0.007
SA2 | UNDU.2210.SA2 | UNDU | _ | UNDULATO | 5 | 0 | 0 | 0 | 0 | 2182.1722 | 6.1968 | -2.5176 | 2210.3678 | -0.00036483 | -0.039896 | 1.456e-05 | 17.5 | 321.0907 | 16.9748 | 19.5317 | 423.163 | -10.1243 | 23.531 | 0 | 0 | 0 | 0 | 0.011457 | 0.013153 | 0.003 | 0.003
SA2 | BPS.2213.SA2 | BPS | _ | PHASESHI | 0.215 | 0 | 0 | 0 | 0 | 2184.9397 | 6.3072 | -2.5186 | 2213.1331 | -0.00036483 | -0.039896 | 1.456e-05 | 17.5 | 308.4862 | 16.6371 | 19.5318 | 430.7906 | -10.216 | 23.5312 | 0 | 0 | 0 | 0 | 0.01123 | 0.013271 | 0.003 | 0.003
SA2 | CXA.2213.SA2 | CXA | _ | HKIC | 0.055 | 0 | 0 | 0 | 0 | 2185.1247 | 6.3146 | -2.5187 | 2213.318 | -0.00036483 | -0.039896 | 1.456e-05 | 17.5 | 305.0024 | 16.5425 | 19.5319 | 432.9387 | -10.2417 | 23.5312 | 0 | 0 | 0 | 0 | 0.011166 | 0.013304 | 0.007 | 0.007
SA2 | QA.2213.SA2 | QA | QA.1.SA2 | QUAD | 0.1 | -0.0639 | 0 | 0 | 0 | 2185.3572 | 6.3239 | -2.5188 | 2213.5503 | -0.00036483 | -0.039896 | 1.456e-05 | 17.5 | 298.5294 | -2.7096 | 19.532 | 435.3901 | 17.5579 | 23.5313 | 0 | 0 | 0 | 0 | 0.011047 | 0.013341 | 0.007 | 0.007
SA2 | BPM.2213.SA2 | BPM | _ | MONI | 0 | 0 | 0 | 0 | 0 | 2185.4072 | 6.3259 | -2.5188 | 2213.6002 | -0.00036483 | -0.039896 | 1.456e-05 | 17.5 | 298.5294 | -2.7096 | 19.532 | 435.3901 | 17.5579 | 23.5313 | 0 | 0 | 0 | 0 | 0.011047 | 0.013341 | 0.022 | 0.022
SA2 | CYA.2213.SA2 | CYA | _ | VKIC | 0.055 | 0 | 0 | 0 | 0 | 2185.5847 | 6.3329 | -2.5189 | 2213.7776 | -0.00036483 | -0.039896 | 1.456e-05 | 17.5 | 299.6415 | -2.7153 | 19.5321 | 428.2212 | 17.4123 | 23.5314 | 0 | 0 | 0 | 0 | 0.011068 | 0.013231 | 0.007 | 0.007
SA2 | UNDU.2216.SA2 | UNDU | _ | UNDULATO | 5 | 0 | 0 | 0 | 0 | 2188.2722 | 6.4401 | -2.5198 | 2216.463 | -0.00036483 | -0.039896 | 1.456e-05 | 17.5 | 328.4079 | -2.8595 | 19.5348 | 267.4398 | 13.7469 | 23.5338 | 0 | 0 | 0 | 0 | 0.011587 | 0.010456 | 0.003 | 0.003
SA2 | BPS.2219.SA2 | BPS | _ | PHASESHI | 0.215 | 0 | 0 | 0 | 0 | 2191.0397 | 6.5505 | -2.5209 | 2219.2282 | -0.00036483 | -0.039896 | 1.456e-05 | 17.5 | 330.5564 | -2.87 | 19.5349 | 257.2296 | 13.4805 | 23.534 | 0 | 0 | 0 | 0 | 0.011625 | 0.010255 | 0.003 | 0.003
SA2 | CXA.2219.SA2 | CXA | _ | HKIC | 0.055 | 0 | 0 | 0 | 0 | 2191.2247 | 6.5579 | -2.5209 | 2219.4131 | -0.00036483 | -0.039896 | 1.456e-05 | 17.5 | 331.1595 | -2.8729 | 19.535 | 254.4065 | 13.4059 | 23.5341 | 0 | 0 | 0 | 0 | 0.011635 | 0.010198 | 0.007 | 0.007
SA2 | QA.2219.SA2 | QA | QA.2.SA2 | QUAD | 0.1 | 0.0639 | 0 | 0 | 0 | 2191.4572 | 6.5672 | -2.521 | 2219.6454 | -0.00036483 | -0.039896 | 1.456e-05 | 17.5 | 330.5082 | 18.2702 | 19.5351 | 249.2059 | -2.6548 | 23.5343 | 0 | 0 | 0 | 0 | 0.011624 | 0.010093 | 0.007 | 0.007
SA2 | BPM.2219.SA2 | BPM | _ | MONI | 0 | 0 | 0 | 0 | 0 | 2191.5072 | 6.5692 | -2.521 | 2219.6954 | -0.00036483 | -0.039896 | 1.456e-05 | 17.5 | 330.5082 | 18.2702 | 19.5351 | 249.2059 | -2.6548 | 23.5343 | 0 | 0 | 0 | 0 | 0.011624 | 0.010093 | 0.022 | 0.022
SA2 | CYA.2219.SA2 | CYA | _ | VKIC | 0.055 | 0 | 0 | 0 | 0 | 2191.6847 | 6.5762 | -2.5211 | 2219.8727 | -0.00036483 | -0.039896 | 1.456e-05 | 17.5 | 323.0599 | 18.0626 | 19.5352 | 250.2957 | -2.6615 | 23.5344 | 0 | 0 | 0 | 0 | 0.011492 | 0.010115 | 0.007 | 0.007
SA2 | UNDU.2222.SA2 | UNDU | _ | UNDULATO | 5 | 0 | 0 | 0 | 0 | 2194.3722 | 6.6834 | -2.5221 | 2222.5581 | -0.00036483 | -0.039896 | 1.456e-05 | 17.5 | 163.6257 | 12.8355 | 19.5388 | 278.6219 | -2.8281 | 23.5375 | 0 | 0 | 0 | 0 | 0.0081786 | 0.010672 | 0.003 | 0.003
SA2 | BPS.2225.SA2 | BPS | _ | PHASESHI | 0.215 | 0 | 0 | 0 | 0 | 2197.1397 | 6.7938 | -2.5231 | 2225.3234 | -0.00036483 | -0.039896 | 1.456e-05 | 17.5 | 154.1415 | 12.4557 | 19.5392 | 280.7475 | -2.8402 | 23.5377 | 0 | 0 | 0 | 0 | 0.0079381 | 0.010713 | 0.003 | 0.003
SA2 | CXA.2225.SA2 | CXA | _ | HKIC | 0.055 | 0 | 0 | 0 | 0 | 2197.3247 | 6.8012 | -2.5231 | 2225.5082 | -0.00036483 | -0.039896 | 1.456e-05 | 17.5 | 151.537 | 12.3493 | 19.5393 | 281.3443 | -2.8436 | 23.5378 | 0 | 0 | 0 | 0 | 0.0078707 | 0.010724 | 0.007 | 0.007
SA2 | QA.2225.SA2 | QA | QA.1.SA2 | QUAD | 0.1 | -0.0639 | 0 | 0 | 0 | 2197.5572 | 6.8105 | -2.5232 | 2225.7406 | -0.00036483 | -0.039896 | 1.456e-05 | 17.5 | 146.2397 | 2.7726 | 19.5395 | 280.9958 | 15.13 | 23.5379 | 0 | 0 | 0 | 0 | 0.0077319 | 0.010718 | 0.007 | 0.007
SA2 | BPM.2225.SA2 | BPM | _ | MONI | 0 | 0 | 0 | 0 | 0 | 2197.6072 | 6.8125 | -2.5233 | 2225.7905 | -0.00036483 | -0.039896 | 1.456e-05 | 17.5 | 146.2397 | 2.7726 | 19.5395 | 280.9958 | 15.13 | 23.5379 | 0 | 0 | 0 | 0 | 0.0077319 | 0.010718 | 0.022 | 0.022
SA2 | CYA.2225.SA2 | CYA | _ | VKIC | 0.055 | 0 | 0 | 0 | 0 | 2197.7847 | 6.8196 | -2.5233 | 2225.9679 | -0.00036483 | -0.039896 | 1.456e-05 | 17.5 | 145.1054 | 2.7604 | 19.5398 | 274.8269 | 14.9623 | 23.538 | 0 | 0 | 0 | 0 | 0.0077019 | 0.010599 | 0.007 | 0.007
SA2 | UNDU.2228.SA2 | UNDU | _ | UNDULATO | 5 | 0 | 0 | 0 | 0 | 2200.4722 | 6.9267 | -2.5243 | 2228.6532 | -0.00036483 | -0.039896 | 1.456e-05 | 17.5 | 118.1996 | 2.4539 | 19.546 | 142.202 | 10.7402 | 23.5422 | 0 | 0 | 0 | 0 | 0.0069513 | 0.0076244 | 0.003 | 0.003
SA2 | BPS.2231.SA2 | BPS | _ | PHASESHI | 0.215 | 0 | 0 | 0 | 0 | 2203.2397 | 7.0371 | -2.5253 | 2231.4185 | -0.00036483 | -0.039896 | 1.456e-05 | 17.5 | 116.3675 | 2.4316 | 19.5466 | 134.2619 | 10.4334 | 23.5426 | 0 | 0 | 0 | 0 | 0.0068972 | 0.0074085 | 0.003 | 0.003
SA2 | CXA.2231.SA2 | CXA | _ | HKIC | 0.055 | 0 | 0 | 0 | 0 | 2203.4247 | 7.0445 | -2.5254 | 2231.6034 | -0.00036483 | -0.039896 | 1.456e-05 | 17.5 | 115.8575 | 2.4254 | 19.5467 | 132.0799 | 10.3475 | 23.5427 | 0 | 0 | 0 | 0 | 0.006882 | 0.0073481 | 0.007 | 0.007
SA2 | QA.2231.SA2 | QA | QA.2.SA2 | QUAD | 0.1 | 0.0639 | 0 | 0 | 0 | 2203.6572 | 7.0538 | -2.5255 | 2231.8357 | -0.00036483 | -0.039896 | 1.456e-05 | 17.5 | 113.893 | 9.6986 | 19.547 | 127.672 | 2.0036 | 23.5431 | 0 | 0 | 0 | 0 | 0.0068234 | 0.0072244 | 0.007 | 0.007
SA2 | BPM.2231.SA2 | BPM | _ | MONI | 0 | 0 | 0 | 0 | 0 | 2203.7072 | 7.0558 | -2.5255 | 2231.8857 | -0.00036483 | -0.039896 | 1.456e-05 | 17.5 | 113.893 | 9.6986 | 19.547 | 127.672 | 2.0036 | 23.5431 | 0 | 0 | 0 | 0 | 0.0068234 | 0.0072244 | 0.022 | 0.022
SA2 | CYA.2232.SA2 | CYA | _ | VKIC | 0.055 | 0 | 0 | 0 | 0 | 2203.8847 | 7.0629 | -2.5255 | 2232.063 | -0.00036483 | -0.039896 | 1.456e-05 | 17.5 | 109.9516 | 9.5275 | 19.5473 | 126.8521 | 1.9955 | 23.5433 | 0 | 0 | 0 | 0 | 0.0067043 | 0.0072012 | 0.007 | 0.007
SA2 | UNDU.2234.SA2 | UNDU | _ | UNDULATO | 5 | 0 | 0 | 0 | 0 | 2206.5722 | 7.17 | -2.5265 | 2234.7484 | -0.00036483 | -0.039896 | 1.456e-05 | 17.5 | 33.8514 | 5.2206 | 19.5608 | 107.304 | 1.7929 | 23.5504 | 0 | 0 | 0 | 0 | 0.00372 | 0.0066231 | 0.003 | 0.003
SA2 | BPS.2237.SA2 | BPS | _ | PHASESHI | 0.215 | 0 | 0 | 0 | 0 | 2209.3397 | 7.2804 | -2.5275 | 2237.5137 | -0.00036483 | -0.039896 | 1.456e-05 | 17.5 | 30.0533 | 4.9076 | 19.5627 | 105.9649 | 1.7781 | 23.5509 | 0 | 0 | 0 | 0 | 0.0035051 | 0.0065817 | 0.003 | 0.003
SA2 | CXA.2237.SA2 | CXA | _ | HKIC | 0.055 | 0 | 0 | 0 | 0 | 2209.5247 | 7.2878 | -2.5276 | 2237.6985 | -0.00036483 | -0.039896 | 1.456e-05 | 17.5 | 29.0319 | 4.82 | 19.5633 | 105.5919 | 1.774 | 23.5511 | 0 | 0 | 0 | 0 | 0.003445 | 0.0065701 | 0.007 | 0.007
SA2 | QA.2237.SA2 | QA | QA.1.SA2 | QUAD | 0.1 | -0.0639 | 0 | 0 | 0 | 2209.7572 | 7.2971 | -2.5277 | 2237.9309 | -0.00036483 | -0.039896 | 1.456e-05 | 17.5 | 26.8004 | 2.8995 | 19.5647 | 104.0219 | 8.4207 | 23.5515 | 0 | 0 | 0 | 0 | 0.00331 | 0.0065211 | 0.007 | 0.007
SA2 | BPM.2237.SA2 | BPM | _ | MONI | 0 | 0 | 0 | 0 | 0 | 2209.8072 | 7.2991 | -2.5277 | 2237.9808 | -0.00036483 | -0.039896 | 1.456e-05 | 17.5 | 26.8004 | 2.8995 | 19.5647 | 104.0219 | 8.4207 | 23.5515 | 0 | 0 | 0 | 0 | 0.00331 | 0.0065211 | 0.022 | 0.022
SA2 | CYA.2238.SA2 | CYA | _ | VKIC | 0.055 | 0 | 0 | 0 | 0 | 2209.9847 | 7.3062 | -2.5278 | 2238.1582 | -0.00036483 | -0.039896 | 1.456e-05 | 17.5 | 25.6263 | 2.8276 | 19.566 | 100.5984 | 8.279 | 23.5518 | 0 | 0 | 0 | 0 | 0.0032367 | 0.0064128 | 0.007 | 0.007
SA2 | UNDU.2240.SA2 | UNDU | _ | UNDULATO | 5 | 0 | 0 | 0 | 0 | 2212.6722 | 7.4134 | -2.5287 | 2240.8435 | -0.00036483 | -0.039896 | 1.456e-05 | 17.5 | 5.7917 | 1.0163 | 19.6356 | 33.565 | 4.712 | 23.5659 | 0 | 0 | 0 | 0 | 0.0015387 | 0.0037042 | 0.003 | 0.003
SA2 | BPS.2243.SA2 | BPS | _ | PHASESHI | 0.215 | 0 | 0 | 0 | 0 | 2215.4397 | 7.5237 | -2.5298 | 2243.6088 | -0.00036483 | -0.039896 | 1.456e-05 | 17.5 | 5.0788 | 0.8847 | 19.6466 | 30.1283 | 4.4528 | 23.5678 | 0 | 0 | 0 | 0 | 0.0014409 | 0.0035095 | 0.003 | 0.003
SA2 | CXA.2243.SA2 | CXA | _ | HKIC | 0.055 | 0 | 0 | 0 | 0 | 2215.6247 | 7.5311 | -2.5298 | 2243.7937 | -0.00036483 | -0.039896 | 1.456e-05 | 17.5 | 4.8968 | 0.8479 | 19.6499 | 29.2008 | 4.3802 | 23.5684 | 0 | 0 | 0 | 0 | 0.0014149 | 0.003455 | 0.007 | 0.007
SA2 | QA.2244.SA2 | QA | QA.2.SA2 | QUAD | 0.1 | 0.0639 | 0 | 0 | 0 | 2215.8572 | 7.5404 | -2.5299 | 2244.026 | -0.00036483 | -0.039896 | 1.456e-05 | 17.5 | 4.4583 | 1.0436 | 19.6586 | 27.1865 | 2.4717 | 23.5698 | 0 | 0 | 0 | 0 | 0.00135 | 0.0033337 | 0.007 | 0.007
SA2 | BPM.2244.SA2 | BPM | _ | MONI | 0 | 0 | 0 | 0 | 0 | 2215.9072 | 7.5424 | -2.5299 | 2244.076 | -0.00036483 | -0.039896 | 1.456e-05 | 17.5 | 4.4583 | 1.0436 | 19.6586 | 27.1865 | 2.4717 | 23.5698 | 0 | 0 | 0 | 0 | 0.00135 | 0.0033337 | 0.022 | 0.022
SA2 | CYA.2244.SA2 | CYA | _ | VKIC | 0.055 | 0 | 0 | 0 | 0 | 2216.0847 | 7.5495 | -2.53 | 2244.2533 | -0.00036483 | -0.039896 | 1.456e-05 | 17.5 | 4.0502 | 0.9475 | 19.6663 | 26.1841 | 2.4181 | 23.571 | 0 | 0 | 0 | 0 | 0.0012867 | 0.0032717 | 0.007 | 0.007
SA2 | UNDU.2246.SA2 | UNDU | _ | UNDULATO | 5 | 0 | 0 | 0 | 0 | 2218.7722 | 7.6567 | -2.531 | 2246.9387 | -0.00036483 | -0.039896 | 1.456e-05 | 17.5 | 6.7478 | -1.4703 | 19.9419 | 8.1922 | 1.0687 | 23.6283 | 0 | 0 | 0 | 0 | 0.0016609 | 0.00183 | 0.003 | 0.003
SA2 | BPS.2249.SA2 | BPS | _ | PHASESHI | 0.215 | 0 | 0 | 0 | 0 | 2221.5397 | 7.767 | -2.532 | 2249.704 | -0.00036483 | -0.039896 | 1.456e-05 | 17.5 | 7.9164 | -1.646 | 19.9501 | 7.4274 | 0.9707 | 23.636 | 0 | 0 | 0 | 0 | 0.001799 | 0.0017425 | 0.003 | 0.003
SA2 | CXA.2249.SA2 | CXA | _ | HKIC | 0.055 | 0 | 0 | 0 | 0 | 2221.7247 | 7.7744 | -2.5321 | 2249.8888 | -0.00036483 | -0.039896 | 1.456e-05 | 17.5 | 8.2672 | -1.6952 | 19.9522 | 7.2264 | 0.9432 | 23.6383 | 0 | 0 | 0 | 0 | 0.0018384 | 0.0017188 | 0.007 | 0.007
SA2 | QA.2250.SA2 | QA | QA.1.SA2 | QUAD | 0.1 | -0.0639 | 0 | 0 | 0 | 2221.9572 | 7.7837 | -2.5321 | 2250.1211 | -0.00036483 | -0.039896 | 1.456e-05 | 17.5 | 9.2201 | -2.4021 | 19.9568 | 6.7189 | 1.3065 | 23.6441 | 0 | 0 | 0 | 0 | 0.0019414 | 0.0016573 | 0.007 | 0.007
SA2 | BPM.2250.SA2 | BPM | _ | MONI | 0 | 0 | 0 | 0 | 0 | 2222.0072 | 7.7857 | -2.5322 | 2250.1711 | -0.00036483 | -0.039896 | 1.456e-05 | 17.5 | 9.2201 | -2.4021 | 19.9568 | 6.7189 | 1.3065 | 23.6441 | 0 | 0 | 0 | 0 | 0.0019414 | 0.0016573 | 0.022 | 0.022
SA2 | CYA.2250.SA2 | CYA | _ | VKIC | 0.055 | 0 | 0 | 0 | 0 | 2222.1847 | 7.7928 | -2.5322 | 2250.3485 | -0.00036483 | -0.039896 | 1.456e-05 | 17.5 | 10.2359 | -2.5527 | 19.9602 | 6.2002 | 1.2239 | 23.6491 | 0 | 0 | 0 | 0 | 0.0020456 | 0.0015921 | 0.007 | 0.007
SA2 | UNDU.2253.SA2 | UNDU | _ | UNDULATO | 5 | 0 | 0 | 0 | 0 | 2224.8722 | 7.9 | -2.5332 | 2253.0338 | -0.00036483 | -0.039896 | 1.456e-05 | 17.5 | 56.1303 | -6.3416 | 19.9947 | 4.2965 | -0.8549 | 23.9027 | 0 | 0 | 0 | 0 | 0.0047902 | 0.0013253 | 0.003 | 0.003
SA2 | BPS.2255.SA2 | BPS | _ | PHASESHI | 0.215 | 0 | 0 | 0 | 0 | 2227.6397 | 8.0103 | -2.5342 | 2255.7991 | -0.00036483 | -0.039896 | 1.456e-05 | 17.5 | 60.9898 | -6.617 | 19.9957 | 4.9943 | -1.006 | 23.9156 | 0 | 0 | 0 | 0 | 0.0049933 | 0.0014289 | 0.003 | 0.003
SA2 | CXA.2255.SA2 | CXA | _ | HKIC | 0.055 | 0 | 0 | 0 | 0 | 2227.8247 | 8.0177 | -2.5343 | 2255.984 | -0.00036483 | -0.039896 | 1.456e-05 | 17.5 | 62.3875 | -6.6941 | 19.996 | 5.21 | -1.0483 | 23.9189 | 0 | 0 | 0 | 0 | 0.0050501 | 0.0014594 | 0.007 | 0.007
SA2 | QA.2256.SA2 | QA | QA.2.SA2 | QUAD | 0.1 | 0.0639 | 0 | 0 | 0 | 2228.0572 | 8.027 | -2.5344 | 2256.2163 | -0.00036483 | -0.039896 | 1.456e-05 | 17.5 | 65.4325 | -2.6942 | 19.9966 | 5.8073 | -1.521 | 23.9263 | 0 | 0 | 0 | 0 | 0.0051719 | 0.0015408 | 0.007 | 0.007
SA2 | BPM.2256.SA2 | BPM | _ | MONI | 0 | 0 | 0 | 0 | 0 | 2228.1072 | 8.029 | -2.5344 | 2256.2662 | -0.00036483 | -0.039896 | 1.456e-05 | 17.5 | 65.4325 | -2.6942 | 19.9966 | 5.8073 | -1.521 | 23.9263 | 0 | 0 | 0 | 0 | 0.0051719 | 0.0015408 | 0.022 | 0.022
SA2 | CYA.2256.SA2 | CYA | _ | VKIC | 0.055 | 0 | 0 | 0 | 0 | 2228.2847 | 8.0361 | -2.5344 | 2256.4436 | -0.00036483 | -0.039896 | 1.456e-05 | 17.5 | 66.5424 | -2.7201 | 19.9971 | 6.4549 | -1.638 | 23.9316 | 0 | 0 | 0 | 0 | 0.0052156 | 0.0016244 | 0.007 | 0.007
SA2 | UNDU.2259.SA2 | UNDU | _ | UNDULATO | 5 | 0 | 0 | 0 | 0 | 2230.9722 | 8.1433 | -2.5354 | 2259.129 | -0.00036483 | -0.039896 | 1.456e-05 | 17.5 | 97.9746 | -3.3714 | 20.0073 | 38.5504 | -4.5821 | 23.9846 | 0 | 0 | 0 | 0 | 0.0063287 | 0.0039698 | 0.003 | 0.003
SA2 | BPS.2261.SA2 | BPS | _ | PHASESHI | 0.215 | 0 | 0 | 0 | 0 | 2233.7397 | 8.2536 | -2.5364 | 2261.8943 | -0.00036483 | -0.039896 | 1.456e-05 | 17.5 | 100.5209 | -3.4187 | 20.0079 | 42.0672 | -4.7961 | 23.9861 | 0 | 0 | 0 | 0 | 0.0064104 | 0.0041469 | 0.003 | 0.003
SA2 | CXA.2262.SA2 | CXA | _ | HKIC | 0.055 | 0 | 0 | 0 | 0 | 2233.9247 | 8.261 | -2.5365 | 2262.0791 | -0.00036483 | -0.039896 | 1.456e-05 | 17.5 | 101.2402 | -3.432 | 20.0081 | 43.0806 | -4.856 | 23.9865 | 0 | 0 | 0 | 0 | 0.0064333 | 0.0041966 | 0.007 | 0.007
SA2 | QA.2262.SA2 | QA | QA.1.SA2 | QUAD | 0.1 | -0.0639 | 0 | 0 | 0 | 2234.1572 | 8.2703 | -2.5366 | 2262.3114 | -0.00036483 | -0.039896 | 1.456e-05 | 17.5 | 103.6563 | -10.0693 | 20.0085 | 45.3059 | -2.1023 | 23.9874 | 0 | 0 | 0 | 0 | 0.0065096 | 0.0043036 | 0.007 | 0.007
SA2 | BPM.2262.SA2 | BPM | _ | MONI | 0 | 0 | 0 | 0 | 0 | 2234.2072 | 8.2723 | -2.5366 | 2262.3614 | -0.00036483 | -0.039896 | 1.456e-05 | 17.5 | 103.6563 | -10.0693 | 20.0085 | 45.3059 | -2.1023 | 23.9874 | 0 | 0 | 0 | 0 | 0.0065096 | 0.0043036 | 0.022 | 0.022
SA2 | CYA.2262.SA2 | CYA | _ | VKIC | 0.055 | 0 | 0 | 0 | 0 | 2234.3847 | 8.2794 | -2.5367 | 2262.5388 | -0.00036483 | -0.039896 | 1.456e-05 | 17.5 | 107.8263 | -10.2718 | 20.0088 | 46.1728 | -2.1268 | 23.9881 | 0 | 0 | 0 | 0 | 0.0066392 | 0.0043446 | 0.007 | 0.007
SA2 | UNDU.2265.SA2 | UNDU | _ | UNDULATO | 5 | 0 | 0 | 0 | 0 | 2237.0722 | 8.3866 | -2.5376 | 2265.2241 | -0.00036483 | -0.039896 | 1.456e-05 | 17.5 | 240.1313 | -15.3687 | 20.0139 | 71.3068 | -2.7441 | 24.0025 | 0 | 0 | 0 | 0 | 0.0099079 | 0.0053991 | 0.003 | 0.003
SA2 | BPS.2267.SA2 | BPS | _ | PHASESHI | 0.215 | 0 | 0 | 0 | 0 | 2239.8397 | 8.497 | -2.5387 | 2267.9894 | -0.00036483 | -0.039896 | 1.456e-05 | 17.5 | 251.7968 | -15.7392 | 20.0141 | 73.3817 | -2.789 | 24.0033 | 0 | 0 | 0 | 0 | 0.010146 | 0.0054771 | 0.003 | 0.003
SA2 | CXA.2268.SA2 | CXA | _ | HKIC | 0.055 | 0 | 0 | 0 | 0 | 2240.0247 | 8.5043 | -2.5387 | 2268.1743 | -0.00036483 | -0.039896 | 1.456e-05 | 17.5 | 255.1129 | -15.8429 | 20.0142 | 73.9687 | -2.8015 | 24.0035 | 0 | 0 | 0 | 0 | 0.010212 | 0.0054989 | 0.007 | 0.007
SA2 | QA.2268.SA2 | QA | QA.2.SA2 | QUAD | 0.1 | 0.0639 | 0 | 0 | 0 | 2240.2572 | 8.5136 | -2.5388 | 2268.4066 | -0.00036483 | -0.039896 | 1.456e-05 | 17.5 | 261.5863 | 0.6448 | 20.0144 | 75.8866 | -7.6676 | 24.0041 | 0 | 0 | 0 | 0 | 0.010341 | 0.0055698 | 0.007 | 0.007
SA2 | BPM.2268.SA2 | BPM | _ | MONI | 0 | 0 | 0 | 0 | 0 | 2240.3072 | 8.5156 | -2.5388 | 2268.4565 | -0.00036483 | -0.039896 | 1.456e-05 | 17.5 | 261.5863 | 0.6448 | 20.0144 | 75.8866 | -7.6676 | 24.0041 | 0 | 0 | 0 | 0 | 0.010341 | 0.0055698 | 0.022 | 0.022
SA2 | CYA.2268.SA2 | CYA | _ | VKIC | 0.055 | 0 | 0 | 0 | 0 | 2240.4847 | 8.5227 | -2.5389 | 2268.6339 | -0.00036483 | -0.039896 | 1.456e-05 | 17.5 | 261.3222 | 0.6437 | 20.0145 | 79.0634 | -7.8291 | 24.0045 | 0 | 0 | 0 | 0 | 0.010336 | 0.0056852 | 0.007 | 0.007
SA2 | UNDU.2271.SA2 | UNDU | _ | UNDULATO | 5 | 0 | 0 | 0 | 0 | 2243.1722 | 8.6299 | -2.5399 | 2271.3193 | -0.00036483 | -0.039896 | 1.456e-05 | 17.5 | 254.8234 | 0.6158 | 20.0177 | 180.8385 | -11.8947 | 24.0113 | 0 | 0 | 0 | 0 | 0.010206 | 0.0085981 | 0.003 | 0.003
SA2 | BPS.2274.SA2 | BPS | _ | PHASESHI | 0.215 | 0 | 0 | 0 | 0 | 2245.9397 | 8.7403 | -2.5409 | 2274.0846 | -0.00036483 | -0.039896 | 1.456e-05 | 17.5 | 254.3624 | 0.6137 | 20.0179 | 189.8704 | -12.1902 | 24.0117 | 0 | 0 | 0 | 0 | 0.010197 | 0.0088102 | 0.003 | 0.003
SA2 | CXA.2274.SA2 | CXA | _ | HKIC | 0.055 | 0 | 0 | 0 | 0 | 2246.1247 | 8.7476 | -2.541 | 2274.2694 | -0.00036483 | -0.039896 | 1.456e-05 | 17.5 | 254.2336 | 0.6132 | 20.018 | 192.439 | -12.2729 | 24.0118 | 0 | 0 | 0 | 0 | 0.010195 | 0.0088696 | 0.007 | 0.007
SA2 | QA.2274.SA2 | QA | QA.1.SA2 | QUAD | 0.1 | -0.0639 | 0 | 0 | 0 | 2246.3572 | 8.7569 | -2.541 | 2274.5017 | -0.00036483 | -0.039896 | 1.456e-05 | 17.5 | 255.5464 | -15.672 | 20.0181 | 197.4883 | 0.1639 | 24.012 | 0 | 0 | 0 | 0 | 0.010221 | 0.0089852 | 0.007 | 0.007
SA2 | BPM.2274.SA2 | BPM | _ | MONI | 0 | 0 | 0 | 0 | 0 | 2246.4072 | 8.7589 | -2.5411 | 2274.5517 | -0.00036483 | -0.039896 | 1.456e-05 | 17.5 | 255.5464 | -15.672 | 20.0181 | 197.4883 | 0.1639 | 24.012 | 0 | 0 | 0 | 0 | 0.010221 | 0.0089852 | 0.022 | 0.022
SA2 | CYA.2274.SA2 | CYA | _ | VKIC | 0.055 | 0 | 0 | 0 | 0 | 2246.5847 | 8.766 | -2.5411 | 2274.729 | -0.00036483 | -0.039896 | 1.456e-05 | 17.5 | 262.0125 | -15.8698 | 20.0183 | 197.4213 | 0.1628 | 24.0121 | 0 | 0 | 0 | 0 | 0.010349 | 0.0089836 | 0.007 | 0.007
SA2 | UNDU.2277.SA2 | UNDU | _ | UNDULATO | 5 | 0 | 0 | 0 | 0 | 2249.2722 | 8.8732 | -2.5421 | 2277.4144 | -0.00036483 | -0.039896 | 1.456e-05 | 17.5 | 451.4839 | -20.8494 | 20.0206 | 195.8793 | 0.136 | 24.0163 | 0 | 0 | 0 | 0 | 0.013586 | 0.0089485 | 0.003 | 0.003
SA2 | BPS.2280.SA2 | BPS | _ | PHASESHI | 0.215 | 0 | 0 | 0 | 0 | 2252.0397 | 8.9836 | -2.5431 | 2280.1797 | -0.00036483 | -0.039896 | 1.456e-05 | 17.5 | 467.2567 | -21.2113 | 20.0208 | 195.7781 | 0.134 | 24.0166 | 0 | 0 | 0 | 0 | 0.013821 | 0.0089462 | 0.003 | 0.003
SA2 | CXA.2280.SA2 | CXA | _ | HKIC | 0.055 | 0 | 0 | 0 | 0 | 2252.2247 | 8.9909 | -2.5432 | 2280.3646 | -0.00036483 | -0.039896 | 1.456e-05 | 17.5 | 471.7217 | -21.3126 | 20.0208 | 195.75 | 0.1335 | 24.0167 | 0 | 0 | 0 | 0 | 0.013887 | 0.0089455 | 0.007 | 0.007
SA2 | QA.2280.SA2 | QA | QA.2.SA2 | QUAD | 0.1 | 0.0639 | 0 | 0 | 0 | 2252.4572 | 9.0002 | -2.5433 | 2280.5969 | -0.00036483 | -0.039896 | 1.456e-05 | 17.5 | 479.5875 | 9.1314 | 20.0209 | 196.9345 | -12.4168 | 24.0169 | 0 | 0 | 0 | 0 | 0.014002 | 0.0089726 | 0.007 | 0.007
SA2 | BPM.2280.SA2 | BPM | _ | MONI | 0 | 0 | 0 | 0 | 0 | 2252.5072 | 9.0022 | -2.5433 | 2280.6468 | -0.00036483 | -0.039896 | 1.456e-05 | 17.5 | 479.5875 | 9.1314 | 20.0209 | 196.9345 | -12.4168 | 24.0169 | 0 | 0 | 0 | 0 | 0.014002 | 0.0089726 | 0.022 | 0.022
SA2 | CYA.2280.SA2 | CYA | _ | VKIC | 0.055 | 0 | 0 | 0 | 0 | 2252.6847 | 9.0093 | -2.5433 | 2280.8242 | -0.00036483 | -0.039896 | 1.456e-05 | 17.5 | 475.851 | 9.0954 | 20.021 | 202.0585 | -12.5783 | 24.0171 | 0 | 0 | 0 | 0 | 0.013947 | 0.0090885 | 0.007 | 0.007
SA2 | UNDU.2283.SA2 | UNDU | _ | UNDULATO | 5 | 0 | 0 | 0 | 0 | 2255.3722 | 9.1165 | -2.5443 | 2283.5096 | -0.00036483 | -0.039896 | 1.456e-05 | 17.5 | 386.6715 | 8.1875 | 20.0229 | 352.8465 | -16.6442 | 24.0201 | 0 | 0 | 0 | 0 | 0.012573 | 0.01201 | 0.003 | 0.003
SA2 | BPS.2286.SA2 | BPS | _ | PHASESHI | 0.215 | 0 | 0 | 0 | 0 | 2258.1397 | 9.2269 | -2.5453 | 2286.2748 | -0.00036483 | -0.039896 | 1.456e-05 | 17.5 | 380.5556 | 8.1215 | 20.023 | 365.4404 | -16.9397 | 24.0203 | 0 | 0 | 0 | 0 | 0.012473 | 0.012223 | 0.003 | 0.003
SA2 | CXA.2286.SA2 | CXA | _ | HKIC | 0.055 | 0 | 0 | 0 | 0 | 2258.3247 | 9.2342 | -2.5454 | 2286.4597 | -0.00036483 | -0.039896 | 1.456e-05 | 17.5 | 378.8521 | 8.103 | 20.0231 | 369.0064 | -17.0224 | 24.0204 | 0 | 0 | 0 | 0 | 0.012445 | 0.012282 | 0.007 | 0.007
SA2 | QA.2286.SA2 | QA | QA.1.SA2 | QUAD | 0.1 | -0.0639 | 0 | 0 | 0 | 2258.5572 | 9.2435 | -2.5455 | 2286.692 | -0.00036483 | -0.039896 | 1.456e-05 | 17.5 | 377.1324 | -15.9732 | 20.0232 | 375.3394 | 6.7957 | 24.0205 | 0 | 0 | 0 | 0 | 0.012417 | 0.012387 | 0.007 | 0.007
SA2 | BPM.2286.SA2 | BPM | _ | MONI | 0 | 0 | 0 | 0 | 0 | 2258.6072 | 9.2455 | -2.5455 | 2286.742 | -0.00036483 | -0.039896 | 1.456e-05 | 17.5 | 377.1324 | -15.9732 | 20.0232 | 375.3394 | 6.7957 | 24.0205 | 0 | 0 | 0 | 0 | 0.012417 | 0.012387 | 0.022 | 0.022
SA2 | CYA.2286.SA2 | CYA | _ | VKIC | 0.055 | 0 | 0 | 0 | 0 | 2258.7847 | 9.2526 | -2.5456 | 2286.9193 | -0.00036483 | -0.039896 | 1.456e-05 | 17.5 | 383.71 | -16.1125 | 20.0233 | 372.5584 | 6.7699 | 24.0205 | 0 | 0 | 0 | 0 | 0.012524 | 0.012341 | 0.007 | 0.007
SA2 | UNDU.2289.SA2 | UNDU | _ | UNDULATO | 5 | 0 | 0 | 0 | 0 | 2261.4722 | 9.3598 | -2.5466 | 2289.6047 | -0.00036483 | -0.039896 | 1.456e-05 | 17.5 | 568.0745 | -19.6171 | 20.025 | 306.0395 | 6.1213 | 24.023 | 0 | 0 | 0 | 0 | 0.015239 | 0.011185 | 0.003 | 0.003
SA2 | BPS.2292.SA2 | BPS | _ | PHASESHI | 0.215 | 0 | 0 | 0 | 0 | 2264.2397 | 9.4702 | -2.5476 | 2292.37 | -0.00036483 | -0.039896 | 1.456e-05 | 17.5 | 582.8828 | -19.8718 | 20.0251 | 301.4662 | 6.0742 | 24.0232 | 0 | 0 | 0 | 0 | 0.015436 | 0.011101 | 0.003 | 0.003
SA2 | CXA.2292.SA2 | CXA | _ | HKIC | 0.055 | 0 | 0 | 0 | 0 | 2264.4247 | 9.4775 | -2.5476 | 2292.5548 | -0.00036483 | -0.039896 | 1.456e-05 | 17.5 | 587.0633 | -19.9431 | 20.0252 | 300.192 | 6.061 | 24.0232 | 0 | 0 | 0 | 0 | 0.015492 | 0.011078 | 0.007 | 0.007
SA2 | QA.2292.SA2 | QA | QA.2.SA2 | QUAD | 0.1 | 0.0639 | 0 | 0 | 0 | 2264.6572 | 9.4868 | -2.5477 | 2292.7872 | -0.00036483 | -0.039896 | 1.456e-05 | 17.5 | 593.4811 | 17.8624 | 20.0252 | 299.013 | -13.0246 | 24.0234 | 0 | 0 | 0 | 0 | 0.015576 | 0.011056 | 0.007 | 0.007
SA2 | BPM.2292.SA2 | BPM | _ | MONI | 0 | 0 | 0 | 0 | 0 | 2264.7072 | 9.4888 | -2.5477 | 2292.8371 | -0.00036483 | -0.039896 | 1.456e-05 | 17.5 | 593.4811 | 17.8624 | 20.0252 | 299.013 | -13.0246 | 24.0234 | 0 | 0 | 0 | 0 | 0.015576 | 0.011056 | 0.022 | 0.022
SA2 | CYA.2293.SA2 | CYA | _ | VKIC | 0.055 | 0 | 0 | 0 | 0 | 2264.8847 | 9.4959 | -2.5478 | 2293.0145 | -0.00036483 | -0.039896 | 1.456e-05 | 17.5 | 586.1802 | 17.7518 | 20.0253 | 304.377 | -13.1416 | 24.0235 | 0 | 0 | 0 | 0 | 0.01548 | 0.011155 | 0.007 | 0.007
SA2 | UNDU.2295.SA2 | UNDU | _ | UNDULATO | 5 | 0 | 0 | 0 | 0 | 2267.5722 | 9.6031 | -2.5488 | 2295.6998 | -0.00036483 | -0.039896 | 1.456e-05 | 17.5 | 417.3406 | 14.969 | 20.0269 | 455.1928 | -16.0863 | 24.0257 | 0 | 0 | 0 | 0 | 0.013062 | 0.013641 | 0.003 | 0.003
SA2 | BPS.2298.SA2 | BPS | _ | PHASESHI | 0.215 | 0 | 0 | 0 | 0 | 2270.3397 | 9.7135 | -2.5498 | 2298.4651 | -0.00036483 | -0.039896 | 1.456e-05 | 17.5 | 406.1896 | 14.7668 | 20.0271 | 467.3377 | -16.3003 | 24.0258 | 0 | 0 | 0 | 0 | 0.012886 | 0.013822 | 0.003 | 0.003
SA2 | CXA.2298.SA2 | CXA | _ | HKIC | 0.055 | 0 | 0 | 0 | 0 | 2270.5247 | 9.7209 | -2.5499 | 2298.65 | -0.00036483 | -0.039896 | 1.456e-05 | 17.5 | 403.0946 | 14.7102 | 20.0271 | 470.7671 | -16.3602 | 24.0258 | 0 | 0 | 0 | 0 | 0.012837 | 0.013873 | 0.007 | 0.007
SA2 | QA.2298.SA2 | QA | QA.1.SA2 | QUAD | 0.1 | -0.0639 | 0 | 0 | 0 | 2270.7572 | 9.7301 | -2.5499 | 2298.8823 | -0.00036483 | -0.039896 | 1.456e-05 | 17.5 | 398.1654 | -10.7989 | 20.0272 | 476.1017 | 13.9615 | 24.0259 | 0 | 0 | 0 | 0 | 0.012758 | 0.013951 | 0.007 | 0.007
SA2 | BPM.2298.SA2 | BPM | _ | MONI | 0 | 0 | 0 | 0 | 0 | 2270.8072 | 9.7321 | -2.55 | 2298.9323 | -0.00036483 | -0.039896 | 1.456e-05 | 17.5 | 398.1654 | -10.7989 | 20.0272 | 476.1017 | 13.9615 | 24.0259 | 0 | 0 | 0 | 0 | 0.012758 | 0.013951 | 0.022 | 0.022
SA2 | CYA.2299.SA2 | CYA | _ | VKIC | 0.055 | 0 | 0 | 0 | 0 | 2270.9847 | 9.7392 | -2.55 | 2299.1096 | -0.00036483 | -0.039896 | 1.456e-05 | 17.5 | 402.6054 | -10.8595 | 20.0273 | 470.3948 | 13.8771 | 24.026 | 0 | 0 | 0 | 0 | 0.012829 | 0.013867 | 0.007 | 0.007
SA2 | UNDU.2301.SA2 | UNDU | _ | UNDULATO | 5 | 0 | 0 | 0 | 0 | 2273.6722 | 9.8464 | -2.551 | 2301.795 | -0.00036483 | -0.039896 | 1.456e-05 | 17.5 | 522.5402 | -12.3837 | 20.0291 | 338.1399 | 11.7537 | 24.0281 | 0 | 0 | 0 | 0 | 0.014616 | 0.011757 | 0.003 | 0.003
SA2 | BPS.2304.SA2 | BPS | _ | PHASESHI | 0.215 | 0 | 0 | 0 | 0 | 2276.4397 | 9.9568 | -2.552 | 2304.5603 | -0.00036483 | -0.039896 | 1.456e-05 | 17.5 | 531.8695 | -12.4945 | 20.0292 | 329.3825 | 11.5994 | 24.0282 | 0 | 0 | 0 | 0 | 0.014745 | 0.011604 | 0.003 | 0.003
SA2 | CXA.2304.SA2 | CXA | _ | HKIC | 0.055 | 0 | 0 | 0 | 0 | 2276.6247 | 9.9642 | -2.5521 | 2304.7451 | -0.00036483 | -0.039896 | 1.456e-05 | 17.5 | 534.4966 | -12.5255 | 20.0292 | 326.9511 | 11.5562 | 24.0283 | 0 | 0 | 0 | 0 | 0.014782 | 0.011561 | 0.007 | 0.007
SA2 | QA.2304.SA2 | QA | QA.2.SA2 | QUAD | 0.1 | 0.0639 | 0 | 0 | 0 | 2276.8572 | 9.9734 | -2.5522 | 2304.9775 | -0.00036483 | -0.039896 | 1.456e-05 | 17.5 | 537.4625 | 21.7931 | 20.0293 | 323.1438 | -9.1399 | 24.0284 | 0 | 0 | 0 | 0 | 0.014823 | 0.011494 | 0.007 | 0.007
SA2 | BPM.2305.SA2 | BPM | _ | MONI | 0 | 0 | 0 | 0 | 0 | 2276.9072 | 9.9754 | -2.5522 | 2305.0274 | -0.00036483 | -0.039896 | 1.456e-05 | 17.5 | 537.4625 | 21.7931 | 20.0293 | 323.1438 | -9.1399 | 24.0284 | 0 | 0 | 0 | 0 | 0.014823 | 0.011494 | 0.022 | 0.022
SA2 | CYA.2305.SA2 | CYA | _ | VKIC | 0.055 | 0 | 0 | 0 | 0 | 2277.0847 | 9.9825 | -2.5522 | 2305.2048 | -0.00036483 | -0.039896 | 1.456e-05 | 17.5 | 528.5645 | 21.6116 | 20.0294 | 326.9022 | -9.1935 | 24.0285 | 0 | 0 | 0 | 0 | 0.0147 | 0.01156 | 0.007 | 0.007
SA2 | UNDU.2307.SA2 | UNDU | _ | UNDULATO | 5 | 0 | 0 | 0 | 0 | 2279.7722 | 10.0897 | -2.5532 | 2307.8901 | -0.00036483 | -0.039896 | 1.456e-05 | 17.5 | 329.1109 | 17.0422 | 20.0314 | 428.7446 | -10.5434 | 24.0307 | 0 | 0 | 0 | 0 | 0.011599 | 0.013239 | 0.003 | 0.003
SA2 | BPS.2310.SA2 | BPS | _ | PHASESHI | 0.215 | 0 | 0 | 0 | 0 | 2282.5397 | 10.2001 | -2.5542 | 2310.6554 | -0.00036483 | -0.039896 | 1.456e-05 | 17.5 | 316.4538 | 16.7102 | 20.0315 | 436.689 | -10.6415 | 24.0308 | 0 | 0 | 0 | 0 | 0.011374 | 0.013361 | 0.003 | 0.003
SA2 | CXA.2310.SA2 | CXA | _ | HKIC | 0.055 | 0 | 0 | 0 | 0 | 2282.7247 | 10.2075 | -2.5543 | 2310.8403 | -0.00036483 | -0.039896 | 1.456e-05 | 17.5 | 312.9544 | 16.6172 | 20.0316 | 438.9266 | -10.669 | 24.0309 | 0 | 0 | 0 | 0 | 0.011311 | 0.013395 | 0.007 | 0.007
SA2 | QA.2311.SA2 | QA | QA.1.SA2 | QUAD | 0.1 | -0.0639 | 0 | 0 | 0 | 2282.9572 | 10.2167 | -2.5544 | 2311.0726 | -0.00036483 | -0.039896 | 1.456e-05 | 17.5 | 306.4931 | -3.1386 | 20.0317 | 441.5576 | 17.521 | 24.031 | 0 | 0 | 0 | 0 | 0.011193 | 0.013435 | 0.007 | 0.007
SA2 | BPM.2311.SA2 | BPM | _ | MONI | 0 | 0 | 0 | 0 | 0 | 2283.0072 | 10.2187 | -2.5544 | 2311.1226 | -0.00036483 | -0.039896 | 1.456e-05 | 17.5 | 306.4931 | -3.1386 | 20.0317 | 441.5576 | 17.521 | 24.031 | 0 | 0 | 0 | 0 | 0.011193 | 0.013435 | 0.022 | 0.022
SA2 | CYA.2311.SA2 | CYA | _ | VKIC | 0.055 | 0 | 0 | 0 | 0 | 2283.1847 | 10.2258 | -2.5545 | 2311.2999 | -0.00036483 | -0.039896 | 1.456e-05 | 17.5 | 307.7814 | -3.1459 | 20.0318 | 434.4033 | 17.378 | 24.0311 | 0 | 0 | 0 | 0 | 0.011217 | 0.013326 | 0.007 | 0.007
SA2 | UNDU.2313.SA2 | UNDU | _ | UNDULATO | 5 | 0 | 0 | 0 | 0 | 2285.8722 | 10.333 | -2.5555 | 2313.9853 | -0.00036483 | -0.039896 | 1.456e-05 | 17.5 | 341.1895 | -3.3286 | 20.0344 | 273.6337 | 13.7789 | 24.0334 | 0 | 0 | 0 | 0 | 0.01181 | 0.010576 | 0.003 | 0.003
SA2 | BPS.2316.SA2 | BPS | _ | PHASESHI | 0.215 | 0 | 0 | 0 | 0 | 2288.6397 | 10.4434 | -2.5565 | 2316.7506 | -0.00036483 | -0.039896 | 1.456e-05 | 17.5 | 343.6909 | -3.3418 | 20.0345 | 263.3976 | 13.5174 | 24.0337 | 0 | 0 | 0 | 0 | 0.011853 | 0.010377 | 0.003 | 0.003
SA2 | CXA.2316.SA2 | CXA | _ | HKIC | 0.055 | 0 | 0 | 0 | 0 | 2288.8247 | 10.4508 | -2.5565 | 2316.9354 | -0.00036483 | -0.039896 | 1.456e-05 | 17.5 | 344.3931 | -3.3456 | 20.0346 | 260.5666 | 13.4441 | 24.0337 | 0 | 0 | 0 | 0 | 0.011865 | 0.010321 | 0.007 | 0.007
SA2 | QA.2317.SA2 | QA | QA.2.SA2 | QUAD | 0.1 | 0.0639 | 0 | 0 | 0 | 2289.0572 | 10.46 | -2.5566 | 2317.1677 | -0.00036483 | -0.039896 | 1.456e-05 | 17.5 | 343.8977 | 18.6525 | 20.0347 | 255.385 | -3.0071 | 24.0339 | 0 | 0 | 0 | 0 | 0.011857 | 0.010218 | 0.007 | 0.007
SA2 | BPM.2317.SA2 | BPM | _ | MONI | 0 | 0 | 0 | 0 | 0 | 2289.1072 | 10.462 | -2.5566 | 2317.2177 | -0.00036483 | -0.039896 | 1.456e-05 | 17.5 | 343.8977 | 18.6525 | 20.0347 | 255.385 | -3.0071 | 24.0339 | 0 | 0 | 0 | 0 | 0.011857 | 0.010218 | 0.022 | 0.022
SA2 | CYA.2317.SA2 | CYA | _ | VKIC | 0.055 | 0 | 0 | 0 | 0 | 2289.2847 | 10.4691 | -2.5567 | 2317.3951 | -0.00036483 | -0.039896 | 1.456e-05 | 17.5 | 336.2928 | 18.4446 | 20.0348 | 256.6196 | -3.0152 | 24.034 | 0 | 0 | 0 | 0 | 0.011725 | 0.010242 | 0.007 | 0.007
SA2 | UNDU.2320.SA2 | UNDU | _ | UNDULATO | 5 | 0 | 0 | 0 | 0 | 2291.9722 | 10.5763 | -2.5577 | 2320.0804 | -0.00036483 | -0.039896 | 1.456e-05 | 17.5 | 172.9592 | 13.2092 | 20.0382 | 288.783 | -3.2181 | 24.037 | 0 | 0 | 0 | 0 | 0.0084087 | 0.010865 | 0.003 | 0.003
SA2 | BPS.2322.SA2 | BPS | _ | PHASESHI | 0.215 | 0 | 0 | 0 | 0 | 2294.7397 | 10.6867 | -2.5587 | 2322.8457 | -0.00036483 | -0.039896 | 1.456e-05 | 17.5 | 163.1949 | 12.8288 | 20.0386 | 291.2021 | -3.2328 | 24.0372 | 0 | 0 | 0 | 0 | 0.0081679 | 0.010911 | 0.003 | 0.003
SA2 | CXA.2323.SA2 | CXA | _ | HKIC | 0.055 | 0 | 0 | 0 | 0 | 2294.9247 | 10.6941 | -2.5588 | 2323.0306 | -0.00036483 | -0.039896 | 1.456e-05 | 17.5 | 160.5121 | 12.7222 | 20.0387 | 291.8814 | -3.2369 | 24.0373 | 0 | 0 | 0 | 0 | 0.0081005 | 0.010923 | 0.007 | 0.007
SA2 | QA.2323.SA2 | QA | QA.1.SA2 | QUAD | 0.1 | -0.0639 | 0 | 0 | 0 | 2295.1572 | 10.7033 | -2.5588 | 2323.2629 | -0.00036483 | -0.039896 | 1.456e-05 | 17.5 | 155.0811 | 2.5817 | 20.0389 | 291.6657 | 15.4177 | 24.0374 | 0 | 0 | 0 | 0 | 0.0079622 | 0.010919 | 0.007 | 0.007
SA2 | BPM.2323.SA2 | BPM | _ | MONI | 0 | 0 | 0 | 0 | 0 | 2295.2072 | 10.7053 | -2.5589 | 2323.3128 | -0.00036483 | -0.039896 | 1.456e-05 | 17.5 | 155.0811 | 2.5817 | 20.0389 | 291.6657 | 15.4177 | 24.0374 | 0 | 0 | 0 | 0 | 0.0079622 | 0.010919 | 0.022 | 0.022
SA2 | CYA.2323.SA2 | CYA | _ | VKIC | 0.055 | 0 | 0 | 0 | 0 | 2295.3847 | 10.7124 | -2.5589 | 2323.4902 | -0.00036483 | -0.039896 | 1.456e-05 | 17.5 | 154.0247 | 2.5716 | 20.0391 | 285.3789 | 15.2499 | 24.0375 | 0 | 0 | 0 | 0 | 0.0079351 | 0.010801 | 0.007 | 0.007
SA2 | UNDU.2326.SA2 | UNDU | _ | UNDULATO | 5 | 0 | 0 | 0 | 0 | 2298.0722 | 10.8196 | -2.5599 | 2326.1756 | -0.00036483 | -0.039896 | 1.456e-05 | 17.5 | 128.8019 | 2.3165 | 20.045 | 149.7908 | 11.0269 | 24.0415 | 0 | 0 | 0 | 0 | 0.0072563 | 0.0078252 | 0.003 | 0.003
SA2 | BPS.2328.SA2 | BPS | _ | PHASESHI | 0.215 | 0 | 0 | 0 | 0 | 2300.8397 | 10.93 | -2.5609 | 2328.9409 | -0.00036483 | -0.039896 | 1.456e-05 | 17.5 | 127.0714 | 2.298 | 20.0454 | 141.6358 | 10.72 | 24.0419 | 0 | 0 | 0 | 0 | 0.0072074 | 0.0076093 | 0.003 | 0.003
SA2 | CXA.2329.SA2 | CXA | _ | HKIC | 0.055 | 0 | 0 | 0 | 0 | 2301.0247 | 10.9374 | -2.561 | 2329.1257 | -0.00036483 | -0.039896 | 1.456e-05 | 17.5 | 126.5894 | 2.2928 | 20.0456 | 139.3936 | 10.634 | 24.042 | 0 | 0 | 0 | 0 | 0.0071937 | 0.0075488 | 0.007 | 0.007
SA2 | QA.2329.SA2 | QA | QA.2.SA2 | QUAD | 0.1 | 0.0639 | 0 | 0 | 0 | 2301.2572 | 10.9466 | -2.5611 | 2329.358 | -0.00036483 | -0.039896 | 1.456e-05 | 17.5 | 124.6231 | 10.2552 | 20.0459 | 134.8856 | 1.8304 | 24.0423 | 0 | 0 | 0 | 0 | 0.0071376 | 0.0074257 | 0.007 | 0.007
SA2 | BPM.2329.SA2 | BPM | _ | MONI | 0 | 0 | 0 | 0 | 0 | 2301.3072 | 10.9486 | -2.5611 | 2329.408 | -0.00036483 | -0.039896 | 1.456e-05 | 17.5 | 124.6231 | 10.2552 | 20.0459 | 134.8856 | 1.8304 | 24.0423 | 0 | 0 | 0 | 0 | 0.0071376 | 0.0074257 | 0.022 | 0.022
SA2 | CYA.2329.SA2 | CYA | _ | VKIC | 0.055 | 0 | 0 | 0 | 0 | 2301.4847 | 10.9557 | -2.5611 | 2329.5854 | -0.00036483 | -0.039896 | 1.456e-05 | 17.5 | 120.4542 | 10.0806 | 20.0462 | 134.1365 | 1.8238 | 24.0426 | 0 | 0 | 0 | 0 | 0.0070172 | 0.0074051 | 0.007 | 0.007
SA2 | UNDU.2332.SA2 | UNDU | _ | UNDULATO | 5 | 0 | 0 | 0 | 0 | 2304.1722 | 11.0629 | -2.5621 | 2332.2707 | -0.00036483 | -0.039896 | 1.456e-05 | 17.5 | 39.1055 | 5.6846 | 20.0581 | 116.1738 | 1.6574 | 24.0492 | 0 | 0 | 0 | 0 | 0.0039983 | 0.0068914 | 0.003 | 0.003
SA2 | BPS.2335.SA2 | BPS | _ | PHASESHI | 0.215 | 0 | 0 | 0 | 0 | 2306.9397 | 11.1733 | -2.5631 | 2335.036 | -0.00036483 | -0.039896 | 1.456e-05 | 17.5 | 34.9619 | 5.3652 | 20.0597 | 114.9353 | 1.6453 | 24.0497 | 0 | 0 | 0 | 0 | 0.0037805 | 0.0068546 | 0.003 | 0.003
SA2 | CXA.2335.SA2 | CXA | _ | HKIC | 0.055 | 0 | 0 | 0 | 0 | 2307.1247 | 11.1807 | -2.5632 | 2335.2209 | -0.00036483 | -0.039896 | 1.456e-05 | 17.5 | 33.8446 | 5.2757 | 20.0602 | 114.5902 | 1.6419 | 24.0498 | 0 | 0 | 0 | 0 | 0.0037196 | 0.0068443 | 0.007 | 0.007
SA2 | QA.2335.SA2 | QA | QA.1.SA2 | QUAD | 0.1 | -0.0639 | 0 | 0 | 0 | 2307.3572 | 11.1899 | -2.5633 | 2335.4532 | -0.00036483 | -0.039896 | 1.456e-05 | 17.5 | 31.4112 | 3.0571 | 20.0615 | 113.0294 | 8.8668 | 24.0502 | 0 | 0 | 0 | 0 | 0.0035834 | 0.0067975 | 0.007 | 0.007
SA2 | BPM.2335.SA2 | BPM | _ | MONI | 0 | 0 | 0 | 0 | 0 | 2307.4072 | 11.1919 | -2.5633 | 2335.5031 | -0.00036483 | -0.039896 | 1.456e-05 | 17.5 | 31.4112 | 3.0571 | 20.0615 | 113.0294 | 8.8668 | 24.0502 | 0 | 0 | 0 | 0 | 0.0035834 | 0.0067975 | 0.022 | 0.022
SA2 | CYA.2335.SA2 | CYA | _ | VKIC | 0.055 | 0 | 0 | 0 | 0 | 2307.5847 | 11.199 | -2.5634 | 2335.6805 | -0.00036483 | -0.039896 | 1.456e-05 | 17.5 | 30.1717 | 2.9896 | 20.0625 | 109.4236 | 8.7224 | 24.0505 | 0 | 0 | 0 | 0 | 0.003512 | 0.0066882 | 0.007 | 0.007
SA2 | UNDU.2338.SA2 | UNDU | _ | UNDULATO | 5 | 0 | 0 | 0 | 0 | 2310.2722 | 11.3062 | -2.5644 | 2338.3659 | -0.00036483 | -0.039896 | 1.456e-05 | 17.5 | 8.0889 | 1.29 | 20.1161 | 38.1643 | 5.0876 | 24.0632 | 0 | 0 | 0 | 0 | 0.0018184 | 0.0039499 | 0.003 | 0.003
SA2 | BPS.2341.SA2 | BPS | _ | PHASESHI | 0.215 | 0 | 0 | 0 | 0 | 2313.0397 | 11.4166 | -2.5654 | 2341.1312 | -0.00036483 | -0.039896 | 1.456e-05 | 17.5 | 7.1677 | 1.1665 | 20.124 | 34.4477 | 4.8234 | 24.0648 | 0 | 0 | 0 | 0 | 0.0017118 | 0.0037526 | 0.003 | 0.003
SA2 | CXA.2341.SA2 | CXA | _ | HKIC | 0.055 | 0 | 0 | 0 | 0 | 2313.2247 | 11.424 | -2.5654 | 2341.316 | -0.00036483 | -0.039896 | 1.456e-05 | 17.5 | 6.9263 | 1.1319 | 20.1263 | 33.4425 | 4.7495 | 24.0653 | 0 | 0 | 0 | 0 | 0.0016827 | 0.0036975 | 0.007 | 0.007
SA2 | QA.2341.SA2 | QA | QA.2.SA2 | QUAD | 0.1 | 0.0639 | 0 | 0 | 0 | 2313.4572 | 11.4333 | -2.5655 | 2341.5483 | -0.00036483 | -0.039896 | 1.456e-05 | 17.5 | 6.3294 | 1.4529 | 20.1324 | 31.2668 | 2.5776 | 24.0666 | 0 | 0 | 0 | 0 | 0.0016086 | 0.0035752 | 0.007 | 0.007
SA2 | BPM.2341.SA2 | BPM | _ | MONI | 0 | 0 | 0 | 0 | 0 | 2313.5072 | 11.4352 | -2.5655 | 2341.5983 | -0.00036483 | -0.039896 | 1.456e-05 | 17.5 | 6.3294 | 1.4529 | 20.1324 | 31.2668 | 2.5776 | 24.0666 | 0 | 0 | 0 | 0 | 0.0016086 | 0.0035752 | 0.022 | 0.022
SA2 | CYA.2341.SA2 | CYA | _ | VKIC | 0.055 | 0 | 0 | 0 | 0 | 2313.6847 | 11.4423 | -2.5656 | 2341.7756 | -0.00036483 | -0.039896 | 1.456e-05 | 17.5 | 5.7544 | 1.3522 | 20.1378 | 30.2203 | 2.5275 | 24.0677 | 0 | 0 | 0 | 0 | 0.0015338 | 0.0035148 | 0.007 | 0.007
SA2 | UNDU.2344.SA2 | UNDU | _ | UNDULATO | 5 | 0 | 0 | 0 | 0 | 2316.3722 | 11.5495 | -2.5666 | 2344.461 | -0.00036483 | -0.039896 | 1.456e-05 | 17.5 | 4.8869 | -1.184 | 20.4249 | 10.6459 | 1.266 | 24.1141 | 0 | 0 | 0 | 0 | 0.0014134 | 0.0020862 | 0.003 | 0.003
SA2 | BPS.2347.SA2 | BPS | _ | PHASESHI | 0.215 | 0 | 0 | 0 | 0 | 2319.1397 | 11.6599 | -2.5676 | 2347.2263 | -0.00036483 | -0.039896 | 1.456e-05 | 17.5 | 5.844 | -1.3684 | 20.4361 | 9.7308 | 1.1743 | 24.12 | 0 | 0 | 0 | 0 | 0.0015456 | 0.0019945 | 0.003 | 0.003
SA2 | CXA.2347.SA2 | CXA | _ | HKIC | 0.055 | 0 | 0 | 0 | 0 | 2319.3247 | 11.6673 | -2.5677 | 2347.4112 | -0.00036483 | -0.039896 | 1.456e-05 | 17.5 | 6.1368 | -1.42 | 20.4389 | 9.4869 | 1.1486 | 24.1217 | 0 | 0 | 0 | 0 | 0.0015839 | 0.0019693 | 0.007 | 0.007
SA2 | QA.2347.SA2 | QA | QA.1.SA2 | QUAD | 0.1 | -0.0639 | 0 | 0 | 0 | 2319.5572 | 11.6766 | -2.5677 | 2347.6435 | -0.00036483 | -0.039896 | 1.456e-05 | 17.5 | 6.9364 | -1.9872 | 20.4451 | 8.8597 | 1.6532 | 24.1261 | 0 | 0 | 0 | 0 | 0.0016839 | 0.0019031 | 0.007 | 0.007
SA2 | BPM.2347.SA2 | BPM | _ | MONI | 0 | 0 | 0 | 0 | 0 | 2319.6072 | 11.6785 | -2.5678 | 2347.6934 | -0.00036483 | -0.039896 | 1.456e-05 | 17.5 | 6.9364 | -1.9872 | 20.4451 | 8.8597 | 1.6532 | 24.1261 | 0 | 0 | 0 | 0 | 0.0016839 | 0.0019031 | 0.022 | 0.022
SA2 | CYA.2347.SA2 | CYA | _ | VKIC | 0.055 | 0 | 0 | 0 | 0 | 2319.7847 | 11.6856 | -2.5678 | 2347.8708 | -0.00036483 | -0.039896 | 1.456e-05 | 17.5 | 7.7811 | -2.1335 | 20.4495 | 8.1996 | 1.5668 | 24.1299 | 0 | 0 | 0 | 0 | 0.0017835 | 0.0018308 | 0.007 | 0.007
SA2 | UNDU.2350.SA2 | UNDU | _ | UNDULATO | 5 | 0 | 0 | 0 | 0 | 2322.4722 | 11.7928 | -2.5688 | 2350.5562 | -0.00036483 | -0.039896 | 1.456e-05 | 17.5 | 48.7952 | -5.815 | 20.4922 | 3.2488 | -0.6074 | 24.3764 | 0 | 0 | 0 | 0 | 0.0044663 | 0.0011524 | 0.003 | 0.003
SA2 | BPS.2353.SA2 | BPS | _ | PHASESHI | 0.215 | 0 | 0 | 0 | 0 | 2325.2397 | 11.9032 | -2.5698 | 2353.3214 | -0.00036483 | -0.039896 | 1.456e-05 | 17.5 | 53.2568 | -6.0826 | 20.4934 | 3.7636 | -0.7654 | 24.3935 | 0 | 0 | 0 | 0 | 0.004666 | 0.0012404 | 0.003 | 0.003
SA2 | CXA.2353.SA2 | CXA | _ | HKIC | 0.055 | 0 | 0 | 0 | 0 | 2325.4247 | 11.9106 | -2.5699 | 2353.5063 | -0.00036483 | -0.039896 | 1.456e-05 | 17.5 | 54.542 | -6.1575 | 20.4937 | 3.9289 | -0.8096 | 24.3979 | 0 | 0 | 0 | 0 | 0.0047219 | 0.0012673 | 0.007 | 0.007
SA2 | QA.2353.SA2 | QA | QA.2.SA2 | QUAD | 0.1 | 0.0639 | 0 | 0 | 0 | 2325.6572 | 11.9199 | -2.57 | 2353.7386 | -0.00036483 | -0.039896 | 1.456e-05 | 17.5 | 57.3635 | -2.6687 | 20.4944 | 4.3968 | -1.1971 | 24.4076 | 0 | 0 | 0 | 0 | 0.0048425 | 0.0013407 | 0.007 | 0.007
SA2 | BPM.2353.SA2 | BPM | _ | MONI | 0 | 0 | 0 | 0 | 0 | 2325.7072 | 11.9219 | -2.57 | 2353.7886 | -0.00036483 | -0.039896 | 1.456e-05 | 17.5 | 57.3635 | -2.6687 | 20.4944 | 4.3968 | -1.1971 | 24.4076 | 0 | 0 | 0 | 0 | 0.0048425 | 0.0013407 | 0.022 | 0.022
SA2 | CYA.2353.SA2 | CYA | _ | VKIC | 0.055 | 0 | 0 | 0 | 0 | 2325.8847 | 11.9289 | -2.5701 | 2353.9659 | -0.00036483 | -0.039896 | 1.456e-05 | 17.5 | 58.4636 | -2.6977 | 20.495 | 4.9109 | -1.3106 | 24.4147 | 0 | 0 | 0 | 0 | 0.0048888 | 0.0014169 | 0.007 | 0.007
SA2 | UNDU.2356.SA2 | UNDU | _ | UNDULATO | 5 | 0 | 0 | 0 | 0 | 2328.5722 | 12.0361 | -2.571 | 2356.6513 | -0.00036483 | -0.039896 | 1.456e-05 | 17.5 | 90.0738 | -3.4283 | 20.5063 | 33.1704 | -4.1661 | 24.4809 | 0 | 0 | 0 | 0 | 0.0060681 | 0.0036824 | 0.003 | 0.003
SA2 | BPS.2359.SA2 | BPS | _ | PHASESHI | 0.215 | 0 | 0 | 0 | 0 | 2331.3397 | 12.1465 | -2.572 | 2359.4166 | -0.00036483 | -0.039896 | 1.456e-05 | 17.5 | 92.6649 | -3.4814 | 20.5069 | 36.3727 | -4.3736 | 24.4826 | 0 | 0 | 0 | 0 | 0.0061548 | 0.0038561 | 0.003 | 0.003
SA2 | CXA.2359.SA2 | CXA | _ | HKIC | 0.055 | 0 | 0 | 0 | 0 | 2331.5247 | 12.1539 | -2.5721 | 2359.6014 | -0.00036483 | -0.039896 | 1.456e-05 | 17.5 | 93.3976 | -3.4963 | 20.5071 | 37.2973 | -4.4317 | 24.4831 | 0 | 0 | 0 | 0 | 0.0061791 | 0.0039048 | 0.007 | 0.007
SA2 | QA.2359.SA2 | QA | QA.1.SA2 | QUAD | 0.1 | -0.0639 | 0 | 0 | 0 | 2331.7572 | 12.1632 | -2.5722 | 2359.8338 | -0.00036483 | -0.039896 | 1.456e-05 | 17.5 | 95.7975 | -9.6367 | 20.5075 | 39.3431 | -2.0552 | 24.4841 | 0 | 0 | 0 | 0 | 0.006258 | 0.0040104 | 0.007 | 0.007
SA2 | BPM.2359.SA2 | BPM | _ | MONI | 0 | 0 | 0 | 0 | 0 | 2331.8072 | 12.1652 | -2.5722 | 2359.8837 | -0.00036483 | -0.039896 | 1.456e-05 | 17.5 | 95.7975 | -9.6367 | 20.5075 | 39.3431 | -2.0552 | 24.4841 | 0 | 0 | 0 | 0 | 0.006258 | 0.0040104 | 0.022 | 0.022
SA2 | CYA.2360.SA2 | CYA | _ | VKIC | 0.055 | 0 | 0 | 0 | 0 | 2331.9847 | 12.1722 | -2.5723 | 2360.0611 | -0.00036483 | -0.039896 | 1.456e-05 | 17.5 | 99.7897 | -9.8375 | 20.5079 | 40.1913 | -2.0824 | 24.485 | 0 | 0 | 0 | 0 | 0.006387 | 0.0040534 | 0.007 | 0.007
SA2 | UNDU.2362.SA2 | UNDU | _ | UNDULATO | 5 | 0 | 0 | 0 | 0 | 2334.6722 | 12.2794 | -2.5733 | 2362.7464 | -0.00036483 | -0.039896 | 1.456e-05 | 17.5 | 227.4018 | -14.8935 | 20.5133 | 65.2175 | -2.7676 | 24.501 | 0 | 0 | 0 | 0 | 0.0096417 | 0.0051634 | 0.003 | 0.003
SA2 | BPS.2365.SA2 | BPS | _ | PHASESHI | 0.215 | 0 | 0 | 0 | 0 | 2337.4397 | 12.3898 | -2.5743 | 2365.5117 | -0.00036483 | -0.039896 | 1.456e-05 | 17.5 | 238.7097 | -15.2609 | 20.5136 | 67.3119 | -2.8174 | 24.5019 | 0 | 0 | 0 | 0 | 0.0098785 | 0.0052457 | 0.003 | 0.003
SA2 | CXA.2365.SA2 | CXA | _ | HKIC | 0.055 | 0 | 0 | 0 | 0 | 2337.6247 | 12.3972 | -2.5743 | 2365.6966 | -0.00036483 | -0.039896 | 1.456e-05 | 17.5 | 241.9253 | -15.3638 | 20.5137 | 67.905 | -2.8313 | 24.5022 | 0 | 0 | 0 | 0 | 0.0099448 | 0.0052687 | 0.007 | 0.007
SA2 | QA.2365.SA2 | QA | QA.2.SA2 | QUAD | 0.1 | 0.0639 | 0 | 0 | 0 | 2337.8572 | 12.4065 | -2.5744 | 2365.9289 | -0.00036483 | -0.039896 | 1.456e-05 | 17.5 | 248.2393 | 0.2718 | 20.5138 | 69.8002 | -7.3129 | 24.5028 | 0 | 0 | 0 | 0 | 0.010074 | 0.0053418 | 0.007 | 0.007
SA2 | BPM.2365.SA2 | BPM | _ | MONI | 0 | 0 | 0 | 0 | 0 | 2337.9072 | 12.4085 | -2.5744 | 2365.9789 | -0.00036483 | -0.039896 | 1.456e-05 | 17.5 | 248.2393 | 0.2718 | 20.5138 | 69.8002 | -7.3129 | 24.5028 | 0 | 0 | 0 | 0 | 0.010074 | 0.0053418 | 0.022 | 0.022
SA2 | CYA.2366.SA2 | CYA | _ | VKIC | 0.055 | 0 | 0 | 0 | 0 | 2338.0847 | 12.4155 | -2.5745 | 2366.1562 | -0.00036483 | -0.039896 | 1.456e-05 | 17.5 | 248.1281 | 0.2709 | 20.514 | 72.8313 | -7.4729 | 24.5032 | 0 | 0 | 0 | 0 | 0.010071 | 0.0054565 | 0.007 | 0.007
SA2 | UNDU.2368.SA2 | UNDU | _ | UNDULATO | 5 | 0 | 0 | 0 | 0 | 2340.7722 | 12.5227 | -2.5755 | 2368.8416 | -0.00036483 | -0.039896 | 1.456e-05 | 17.5 | 245.4477 | 0.2486 | 20.5173 | 170.7332 | -11.5003 | 24.5106 | 0 | 0 | 0 | 0 | 0.010017 | 0.0083544 | 0.003 | 0.003
SA2 | BPS.2371.SA2 | BPS | _ | PHASESHI | 0.215 | 0 | 0 | 0 | 0 | 2343.5397 | 12.6331 | -2.5765 | 2371.6069 | -0.00036483 | -0.039896 | 1.456e-05 | 17.5 | 245.2618 | 0.2469 | 20.5175 | 179.4682 | -11.793 | 24.5109 | 0 | 0 | 0 | 0 | 0.010013 | 0.0085654 | 0.003 | 0.003
SA2 | CXA.2371.SA2 | CXA | _ | HKIC | 0.055 | 0 | 0 | 0 | 0 | 2343.7247 | 12.6405 | -2.5766 | 2371.7917 | -0.00036483 | -0.039896 | 1.456e-05 | 17.5 | 245.21 | 0.2465 | 20.5176 | 181.9533 | -11.8749 | 24.511 | 0 | 0 | 0 | 0 | 0.010012 | 0.0086245 | 0.007 | 0.007
SA2 | QA.2372.SA2 | QA | QA.1.SA2 | QUAD | 0.1 | -0.0639 | 0 | 0 | 0 | 2343.9572 | 12.6498 | -2.5766 | 2372.0241 | -0.00036483 | -0.039896 | 1.456e-05 | 17.5 | 246.6531 | -15.4717 | 20.5178 | 186.867 | -0.1159 | 24.5112 | 0 | 0 | 0 | 0 | 0.010042 | 0.0087402 | 0.007 | 0.007
SA2 | BPM.2372.SA2 | BPM | _ | MONI | 0 | 0 | 0 | 0 | 0 | 2344.0072 | 12.6518 | -2.5767 | 2372.074 | -0.00036483 | -0.039896 | 1.456e-05 | 17.5 | 246.6531 | -15.4717 | 20.5178 | 186.867 | -0.1159 | 24.5112 | 0 | 0 | 0 | 0 | 0.010042 | 0.0087402 | 0.022 | 0.022
SA2 | CYA.2372.SA2 | CYA | _ | VKIC | 0.055 | 0 | 0 | 0 | 0 | 2344.1847 | 12.6588 | -2.5767 | 2372.2514 | -0.00036483 | -0.039896 | 1.456e-05 | 17.5 | 253.0374 | -15.6715 | 20.5179 | 186.9148 | -0.117 | 24.5114 | 0 | 0 | 0 | 0 | 0.010171 | 0.0087413 | 0.007 | 0.007
SA2 | UNDU.2374.SA2 | UNDU | _ | UNDULATO | 5 | 0 | 0 | 0 | 0 | 2346.8722 | 12.766 | -2.5777 | 2374.9367 | -0.00036483 | -0.039896 | 1.456e-05 | 17.5 | 440.7148 | -20.7001 | 20.5203 | 188.2667 | -0.145 | 24.5158 | 0 | 0 | 0 | 0 | 0.013423 | 0.0087729 | 0.003 | 0.003
SA2 | BPS.2377.SA2 | BPS | _ | PHASESHI | 0.215 | 0 | 0 | 0 | 0 | 2349.6397 | 12.8764 | -2.5787 | 2377.702 | -0.00036483 | -0.039896 | 1.456e-05 | 17.5 | 456.377 | -21.0656 | 20.5205 | 188.3762 | -0.147 | 24.5161 | 0 | 0 | 0 | 0 | 0.013659 | 0.0087754 | 0.003 | 0.003
SA2 | CXA.2377.SA2 | CXA | _ | HKIC | 0.055 | 0 | 0 | 0 | 0 | 2349.8247 | 12.8838 | -2.5788 | 2377.8869 | -0.00036483 | -0.039896 | 1.456e-05 | 17.5 | 460.8115 | -21.1679 | 20.5205 | 188.4071 | -0.1476 | 24.5162 | 0 | 0 | 0 | 0 | 0.013725 | 0.0087762 | 0.007 | 0.007
SA2 | QA.2378.SA2 | QA | QA.2.SA2 | QUAD | 0.1 | 0.0639 | 0 | 0 | 0 | 2350.0572 | 12.8931 | -2.5789 | 2378.1192 | -0.00036483 | -0.039896 | 1.456e-05 | 17.5 | 468.674 | 8.5754 | 20.5206 | 189.6888 | -12.2362 | 24.5164 | 0 | 0 | 0 | 0 | 0.013842 | 0.008806 | 0.007 | 0.007
SA2 | BPM.2378.SA2 | BPM | _ | MONI | 0 | 0 | 0 | 0 | 0 | 2350.1072 | 12.8951 | -2.5789 | 2378.1692 | -0.00036483 | -0.039896 | 1.456e-05 | 17.5 | 468.674 | 8.5754 | 20.5206 | 189.6888 | -12.2362 | 24.5164 | 0 | 0 | 0 | 0 | 0.013842 | 0.008806 | 0.022 | 0.022
SA2 | CYA.2378.SA2 | CYA | _ | VKIC | 0.055 | 0 | 0 | 0 | 0 | 2350.2847 | 12.9021 | -2.579 | 2378.3465 | -0.00036483 | -0.039896 | 1.456e-05 | 17.5 | 465.1648 | 8.5428 | 20.5207 | 194.7391 | -12.3991 | 24.5166 | 0 | 0 | 0 | 0 | 0.01379 | 0.0089224 | 0.007 | 0.007
SA2 | UNDU.2381.SA2 | UNDU | _ | UNDULATO | 5 | 0 | 0 | 0 | 0 | 2352.9722 | 13.0093 | -2.5799 | 2381.0319 | -0.00036483 | -0.039896 | 1.456e-05 | 17.5 | 381.2378 | 7.7221 | 20.5226 | 343.8544 | -16.4992 | 24.5198 | 0 | 0 | 0 | 0 | 0.012484 | 0.011856 | 0.003 | 0.003
SA2 | BPS.2383.SA2 | BPS | _ | PHASESHI | 0.215 | 0 | 0 | 0 | 0 | 2355.7397 | 13.1197 | -2.5809 | 2383.7972 | -0.00036483 | -0.039896 | 1.456e-05 | 17.5 | 375.4685 | 7.6625 | 20.5228 | 356.3405 | -16.7972 | 24.5199 | 0 | 0 | 0 | 0 | 0.012389 | 0.012069 | 0.003 | 0.003
SA2 | CXA.2383.SA2 | CXA | _ | HKIC | 0.055 | 0 | 0 | 0 | 0 | 2355.9247 | 13.1271 | -2.581 | 2383.982 | -0.00036483 | -0.039896 | 1.456e-05 | 17.5 | 373.8611 | 7.6458 | 20.5228 | 359.8767 | -16.8806 | 24.52 | 0 | 0 | 0 | 0 | 0.012363 | 0.012129 | 0.007 | 0.007
SA2 | QA.2384.SA2 | QA | QA.1.SA2 | QUAD | 0.1 | -0.0639 | 0 | 0 | 0 | 2356.1572 | 13.1364 | -2.5811 | 2384.2143 | -0.00036483 | -0.039896 | 1.456e-05 | 17.5 | 372.3429 | -16.1209 | 20.5229 | 366.1963 | 6.3507 | 24.5201 | 0 | 0 | 0 | 0 | 0.012337 | 0.012235 | 0.007 | 0.007
SA2 | BPM.2384.SA2 | BPM | _ | MONI | 0 | 0 | 0 | 0 | 0 | 2356.2072 | 13.1384 | -2.5811 | 2384.2643 | -0.00036483 | -0.039896 | 1.456e-05 | 17.5 | 372.3429 | -16.1209 | 20.5229 | 366.1963 | 6.3507 | 24.5201 | 0 | 0 | 0 | 0 | 0.012337 | 0.012235 | 0.022 | 0.022
SA2 | CYA.2384.SA2 | CYA | _ | VKIC | 0.055 | 0 | 0 | 0 | 0 | 2356.3847 | 13.1455 | -2.5812 | 2384.4417 | -0.00036483 | -0.039896 | 1.456e-05 | 17.5 | 378.982 | -16.2646 | 20.523 | 363.5973 | 6.3276 | 24.5202 | 0 | 0 | 0 | 0 | 0.012447 | 0.012192 | 0.007 | 0.007
SA2 | UNDU.2387.SA2 | UNDU | _ | UNDULATO | 5 | 0 | 0 | 0 | 0 | 2359.0722 | 13.2526 | -2.5822 | 2387.127 | -0.00036483 | -0.039896 | 1.456e-05 | 17.5 | 565.4879 | -19.88 | 20.5248 | 301.3019 | 5.7452 | 24.5227 | 0 | 0 | 0 | 0 | 0.015204 | 0.011098 | 0.003 | 0.003
SA2 | BPS.2389.SA2 | BPS | _ | PHASESHI | 0.215 | 0 | 0 | 0 | 0 | 2361.8397 | 13.363 | -2.5832 | 2389.8923 | -0.00036483 | -0.039896 | 1.456e-05 | 17.5 | 580.4964 | -20.1427 | 20.5249 | 297.0088 | 5.7029 | 24.5229 | 0 | 0 | 0 | 0 | 0.015405 | 0.011019 | 0.003 | 0.003
SA2 | CXA.2390.SA2 | CXA | _ | HKIC | 0.055 | 0 | 0 | 0 | 0 | 2362.0247 | 13.3704 | -2.5832 | 2390.0772 | -0.00036483 | -0.039896 | 1.456e-05 | 17.5 | 584.7341 | -20.2163 | 20.5249 | 295.8125 | 5.691 | 24.5229 | 0 | 0 | 0 | 0 | 0.015461 | 0.010997 | 0.007 | 0.007
SA2 | QA.2390.SA2 | QA | QA.2.SA2 | QUAD | 0.1 | 0.0639 | 0 | 0 | 0 | 2362.2572 | 13.3797 | -2.5833 | 2390.3095 | -0.00036483 | -0.039896 | 1.456e-05 | 17.5 | 591.3066 | 17.4446 | 20.525 | 294.7943 | -13.1225 | 24.5231 | 0 | 0 | 0 | 0 | 0.015548 | 0.010978 | 0.007 | 0.007
SA2 | BPM.2390.SA2 | BPM | _ | MONI | 0 | 0 | 0 | 0 | 0 | 2362.3072 | 13.3817 | -2.5833 | 2390.3594 | -0.00036483 | -0.039896 | 1.456e-05 | 17.5 | 591.3066 | 17.4446 | 20.525 | 294.7943 | -13.1225 | 24.5231 | 0 | 0 | 0 | 0 | 0.015548 | 0.010978 | 0.022 | 0.022
SA2 | CYA.2390.SA2 | CYA | _ | VKIC | 0.055 | 0 | 0 | 0 | 0 | 2362.4847 | 13.3888 | -2.5834 | 2390.5368 | -0.00036483 | -0.039896 | 1.456e-05 | 17.5 | 584.176 | 17.3387 | 20.5251 | 300.1992 | -13.2429 | 24.5232 | 0 | 0 | 0 | 0 | 0.015454 | 0.011078 | 0.007 | 0.007
SA2 | UNDU.2393.SA2 | UNDU | _ | UNDULATO | 5 | 0 | 0 | 0 | 0 | 2365.1722 | 13.496 | -2.5844 | 2393.2222 | -0.00036483 | -0.039896 | 1.456e-05 | 17.5 | 418.9884 | 14.6744 | 20.5267 | 452.5093 | -16.2745 | 24.5254 | 0 | 0 | 0 | 0 | 0.013087 | 0.013601 | 0.003 | 0.003
SA2 | BPS.2395.SA2 | BPS | _ | PHASESHI | 0.215 | 0 | 0 | 0 | 0 | 2367.9397 | 13.6063 | -2.5854 | 2395.9875 | -0.00036483 | -0.039896 | 1.456e-05 | 17.5 | 408.0552 | 14.4808 | 20.5269 | 464.7978 | -16.4949 | 24.5255 | 0 | 0 | 0 | 0 | 0.012916 | 0.013784 | 0.003 | 0.003
SA2 | CXA.2396.SA2 | CXA | _ | HKIC | 0.055 | 0 | 0 | 0 | 0 | 2368.1247 | 13.6137 | -2.5855 | 2396.1723 | -0.00036483 | -0.039896 | 1.456e-05 | 17.5 | 405.0199 | 14.4266 | 20.5269 | 468.2682 | -16.5566 | 24.5256 | 0 | 0 | 0 | 0 | 0.012867 | 0.013836 | 0.007 | 0.007
SA2 | QA.2396.SA2 | QA | QA.1.SA2 | QUAD | 0.1 | -0.0639 | 0 | 0 | 0 | 2368.3572 | 13.623 | -2.5855 | 2396.4046 | -0.00036483 | -0.039896 | 1.456e-05 | 17.5 | 400.247 | -11.2093 | 20.527 | 473.7195 | 13.6084 | 24.5256 | 0 | 0 | 0 | 0 | 0.012791 | 0.013916 | 0.007 | 0.007
SA2 | BPM.2396.SA2 | BPM | _ | MONI | 0 | 0 | 0 | 0 | 0 | 2368.4072 | 13.625 | -2.5856 | 2396.4546 | -0.00036483 | -0.039896 | 1.456e-05 | 17.5 | 400.247 | -11.2093 | 20.527 | 473.7195 | 13.6084 | 24.5256 | 0 | 0 | 0 | 0 | 0.012791 | 0.013916 | 0.022 | 0.022
SA2 | CYA.2396.SA2 | CYA | _ | VKIC | 0.055 | 0 | 0 | 0 | 0 | 2368.5847 | 13.6321 | -2.5856 | 2396.632 | -0.00036483 | -0.039896 | 1.456e-05 | 17.5 | 404.8561 | -11.2742 | 20.5271 | 468.1566 | 13.5278 | 24.5257 | 0 | 0 | 0 | 0 | 0.012865 | 0.013834 | 0.007 | 0.007
SA2 | UNDU.2399.SA2 | UNDU | _ | UNDULATO | 5 | 0 | 0 | 0 | 0 | 2371.2722 | 13.7393 | -2.5866 | 2399.3173 | -0.00036483 | -0.039896 | 1.456e-05 | 17.5 | 529.6305 | -12.9069 | 20.5289 | 339.0145 | 11.4997 | 24.5278 | 0 | 0 | 0 | 0 | 0.014714 | 0.011772 | 0.003 | 0.003
SA2 | BPS.2402.SA2 | BPS | _ | PHASESHI | 0.215 | 0 | 0 | 0 | 0 | 2374.0397 | 13.8496 | -2.5876 | 2402.0826 | -0.00036483 | -0.039896 | 1.456e-05 | 17.5 | 539.3552 | -13.0256 | 20.529 | 330.445 | 11.3524 | 24.528 | 0 | 0 | 0 | 0 | 0.014849 | 0.011623 | 0.003 | 0.003
SA2 | CXA.2402.SA2 | CXA | _ | HKIC | 0.055 | 0 | 0 | 0 | 0 | 2374.2247 | 13.857 | -2.5877 | 2402.2675 | -0.00036483 | -0.039896 | 1.456e-05 | 17.5 | 542.0941 | -13.0588 | 20.529 | 328.0653 | 11.3111 | 24.528 | 0 | 0 | 0 | 0 | 0.014887 | 0.011581 | 0.007 | 0.007
SA2 | QA.2402.SA2 | QA | QA.2.SA2 | QUAD | 0.1 | 0.0639 | 0 | 0 | 0 | 2374.4572 | 13.8663 | -2.5878 | 2402.4998 | -0.00036483 | -0.039896 | 1.456e-05 | 17.5 | 545.2834 | 21.7549 | 20.5291 | 324.3896 | -9.4596 | 24.5281 | 0 | 0 | 0 | 0 | 0.01493 | 0.011516 | 0.007 | 0.007
SA2 | BPM.2402.SA2 | BPM | _ | MONI | 0 | 0 | 0 | 0 | 0 | 2374.5072 | 13.8683 | -2.5878 | 2402.5497 | -0.00036483 | -0.039896 | 1.456e-05 | 17.5 | 545.2834 | 21.7549 | 20.5291 | 324.3896 | -9.4596 | 24.5281 | 0 | 0 | 0 | 0 | 0.01493 | 0.011516 | 0.022 | 0.022
SA2 | CYA.2402.SA2 | CYA | _ | VKIC | 0.055 | 0 | 0 | 0 | 0 | 2374.6847 | 13.8754 | -2.5879 | 2402.7271 | -0.00036483 | -0.039896 | 1.456e-05 | 17.5 | 536.4004 | 21.5766 | 20.5291 | 328.2798 | -9.5168 | 24.5282 | 0 | 0 | 0 | 0 | 0.014808 | 0.011585 | 0.007 | 0.007
SA2 | UNDU.2405.SA2 | UNDU | _ | UNDULATO | 5 | 0 | 0 | 0 | 0 | 2377.3722 | 13.9826 | -2.5888 | 2405.4125 | -0.00036483 | -0.039896 | 1.456e-05 | 17.5 | 336.8882 | 17.0885 | 20.5311 | 433.9202 | -10.9561 | 24.5304 | 0 | 0 | 0 | 0 | 0.011735 | 0.013319 | 0.003 | 0.003
SA2 | BPS.2408.SA2 | BPS | _ | PHASESHI | 0.215 | 0 | 0 | 0 | 0 | 2380.1397 | 14.0929 | -2.5898 | 2408.1778 | -0.00036483 | -0.039896 | 1.456e-05 | 17.5 | 324.1941 | 16.7624 | 20.5312 | 442.1765 | -11.0607 | 24.5305 | 0 | 0 | 0 | 0 | 0.011512 | 0.013445 | 0.003 | 0.003
SA2 | CXA.2408.SA2 | CXA | _ | HKIC | 0.055 | 0 | 0 | 0 | 0 | 2380.3247 | 14.1003 | -2.5899 | 2408.3626 | -0.00036483 | -0.039896 | 1.456e-05 | 17.5 | 320.6836 | 16.6711 | 20.5313 | 444.5024 | -11.09 | 24.5306 | 0 | 0 | 0 | 0 | 0.01145 | 0.01348 | 0.007 | 0.007
SA2 | QA.2408.SA2 | QA | QA.1.SA2 | QUAD | 0.1 | -0.0639 | 0 | 0 | 0 | 2380.5572 | 14.1096 | -2.59 | 2408.5949 | -0.00036483 | -0.039896 | 1.456e-05 | 17.5 | 314.243 | -3.5746 | 20.5314 | 447.3126 | 17.4638 | 24.5307 | 0 | 0 | 0 | 0 | 0.011334 | 0.013523 | 0.007 | 0.007
SA2 | BPM.2408.SA2 | BPM | _ | MONI | 0 | 0 | 0 | 0 | 0 | 2380.6072 | 14.1116 | -2.59 | 2408.6449 | -0.00036483 | -0.039896 | 1.456e-05 | 17.5 | 314.243 | -3.5746 | 20.5314 | 447.3126 | 17.4638 | 24.5307 | 0 | 0 | 0 | 0 | 0.011334 | 0.013523 | 0.022 | 0.022
SA2 | CYA.2408.SA2 | CYA | _ | VKIC | 0.055 | 0 | 0 | 0 | 0 | 2380.7847 | 14.1187 | -2.5901 | 2408.8222 | -0.00036483 | -0.039896 | 1.456e-05 | 17.5 | 315.7104 | -3.5836 | 20.5315 | 440.1812 | 17.3236 | 24.5307 | 0 | 0 | 0 | 0 | 0.011361 | 0.013414 | 0.007 | 0.007
SA2 | UNDU.2411.SA2 | UNDU | _ | UNDULATO | 5 | 0 | 0 | 0 | 0 | 2383.4722 | 14.2259 | -2.5911 | 2411.5076 | -0.00036483 | -0.039896 | 1.456e-05 | 17.5 | 353.8602 | -3.8098 | 20.534 | 279.6152 | 13.7939 | 24.5331 | 0 | 0 | 0 | 0 | 0.012027 | 0.010691 | 0.003 | 0.003
SA2 | BPS.2414.SA2 | BPS | _ | PHASESHI | 0.215 | 0 | 0 | 0 | 0 | 2386.2397 | 14.3362 | -2.5921 | 2414.2729 | -0.00036483 | -0.039896 | 1.456e-05 | 17.5 | 356.7237 | -3.8262 | 20.5342 | 269.366 | 13.5373 | 24.5333 | 0 | 0 | 0 | 0 | 0.012076 | 0.010494 | 0.003 | 0.003
SA2 | CXA.2414.SA2 | CXA | _ | HKIC | 0.055 | 0 | 0 | 0 | 0 | 2386.4247 | 14.3436 | -2.5921 | 2414.4578 | -0.00036483 | -0.039896 | 1.456e-05 | 17.5 | 357.5277 | -3.8308 | 20.5342 | 266.5307 | 13.4655 | 24.5334 | 0 | 0 | 0 | 0 | 0.01209 | 0.010438 | 0.007 | 0.007
SA2 | QA.2414.SA2 | QA | QA.2.SA2 | QUAD | 0.1 | 0.0639 | 0 | 0 | 0 | 2386.6572 | 14.3529 | -2.5922 | 2414.6901 | -0.00036483 | -0.039896 | 1.456e-05 | 17.5 | 357.1952 | 19.0161 | 20.5343 | 261.3754 | -3.364 | 24.5335 | 0 | 0 | 0 | 0 | 0.012084 | 0.010337 | 0.007 | 0.007
SA2 | BPM.2414.SA2 | BPM | _ | MONI | 0 | 0 | 0 | 0 | 0 | 2386.7072 | 14.3549 | -2.5922 | 2414.74 | -0.00036483 | -0.039896 | 1.456e-05 | 17.5 | 357.1952 | 19.0161 | 20.5343 | 261.3754 | -3.364 | 24.5335 | 0 | 0 | 0 | 0 | 0.012084 | 0.010337 | 0.022 | 0.022
SA2 | CYA.2414.SA2 | CYA | _ | VKIC | 0.055 | 0 | 0 | 0 | 0 | 2386.8847 | 14.362 | -2.5923 | 2414.9174 | -0.00036483 | -0.039896 | 1.456e-05 | 17.5 | 349.4413 | 18.808 | 20.5344 | 262.7566 | -3.3736 | 24.5336 | 0 | 0 | 0 | 0 | 0.011952 | 0.010364 | 0.007 | 0.007
SA2 | UNDU.2417.SA2 | UNDU | _ | UNDULATO | 5 | 0 | 0 | 0 | 0 | 2389.5722 | 14.4692 | -2.5933 | 2417.6028 | -0.00036483 | -0.039896 | 1.456e-05 | 17.5 | 182.3724 | 13.5697 | 20.5377 | 298.8273 | -3.6168 | 24.5366 | 0 | 0 | 0 | 0 | 0.0086345 | 0.011053 | 0.003 | 0.003
SA2 | BPS.2420.SA2 | BPS | _ | PHASESHI | 0.215 | 0 | 0 | 0 | 0 | 2392.3397 | 14.5796 | -2.5943 | 2420.368 | -0.00036483 | -0.039896 | 1.456e-05 | 17.5 | 172.3379 | 13.189 | 20.538 | 301.5465 | -3.6345 | 24.5368 | 0 | 0 | 0 | 0 | 0.0083936 | 0.011103 | 0.003 | 0.003
SA2 | CXA.2420.SA2 | CXA | _ | HKIC | 0.055 | 0 | 0 | 0 | 0 | 2392.5247 | 14.5869 | -2.5944 | 2420.5529 | -0.00036483 | -0.039896 | 1.456e-05 | 17.5 | 169.5794 | 13.0824 | 20.5381 | 302.3103 | -3.6394 | 24.5368 | 0 | 0 | 0 | 0 | 0.0083261 | 0.011117 | 0.007 | 0.007
SA2 | QA.2420.SA2 | QA | QA.1.SA2 | QUAD | 0.1 | -0.0639 | 0 | 0 | 0 | 2392.7572 | 14.5962 | -2.5944 | 2420.7852 | -0.00036483 | -0.039896 | 1.456e-05 | 17.5 | 164.0218 | 2.3721 | 20.5383 | 302.2328 | 15.6894 | 24.537 | 0 | 0 | 0 | 0 | 0.0081885 | 0.011115 | 0.007 | 0.007
SA2 | BPM.2420.SA2 | BPM | _ | MONI | 0 | 0 | 0 | 0 | 0 | 2392.8072 | 14.5982 | -2.5945 | 2420.8352 | -0.00036483 | -0.039896 | 1.456e-05 | 17.5 | 164.0218 | 2.3721 | 20.5383 | 302.2328 | 15.6894 | 24.537 | 0 | 0 | 0 | 0 | 0.0081885 | 0.011115 | 0.022 | 0.022
SA2 | CYA.2421.SA2 | CYA | _ | VKIC | 0.055 | 0 | 0 | 0 | 0 | 2392.9847 | 14.6053 | -2.5945 | 2421.0125 | -0.00036483 | -0.039896 | 1.456e-05 | 17.5 | 163.0509 | 2.3638 | 20.5385 | 295.8345 | 15.5218 | 24.5371 | 0 | 0 | 0 | 0 | 0.0081643 | 0.010997 | 0.007 | 0.007
SA2 | UNDU.2423.SA2 | UNDU | _ | UNDULATO | 5 | 0 | 0 | 0 | 0 | 2395.6722 | 14.7125 | -2.5955 | 2423.6979 | -0.00036483 | -0.039896 | 1.456e-05 | 17.5 | 139.7321 | 2.1553 | 20.544 | 157.4234 | 11.3021 | 24.5409 | 0 | 0 | 0 | 0 | 0.0075579 | 0.0080221 | 0.003 | 0.003
SA2 | BPS.2426.SA2 | BPS | _ | PHASESHI | 0.215 | 0 | 0 | 0 | 0 | 2398.4397 | 14.8229 | -2.5965 | 2426.4632 | -0.00036483 | -0.039896 | 1.456e-05 | 17.5 | 138.1213 | 2.1402 | 20.5444 | 149.0618 | 10.9954 | 24.5413 | 0 | 0 | 0 | 0 | 0.0075143 | 0.0078062 | 0.003 | 0.003
SA2 | CXA.2426.SA2 | CXA | _ | HKIC | 0.055 | 0 | 0 | 0 | 0 | 2398.6247 | 14.8302 | -2.5966 | 2426.648 | -0.00036483 | -0.039896 | 1.456e-05 | 17.5 | 137.6723 | 2.1359 | 20.5445 | 146.7618 | 10.9095 | 24.5414 | 0 | 0 | 0 | 0 | 0.007502 | 0.0077457 | 0.007 | 0.007
SA2 | QA.2426.SA2 | QA | QA.2.SA2 | QUAD | 0.1 | 0.0639 | 0 | 0 | 0 | 2398.8572 | 14.8395 | -2.5967 | 2426.8804 | -0.00036483 | -0.039896 | 1.456e-05 | 17.5 | 135.7143 | 10.8104 | 20.5448 | 142.1596 | 1.6426 | 24.5417 | 0 | 0 | 0 | 0 | 0.0074485 | 0.0076233 | 0.007 | 0.007
SA2 | BPM.2426.SA2 | BPM | _ | MONI | 0 | 0 | 0 | 0 | 0 | 2398.9072 | 14.8415 | -2.5967 | 2426.9303 | -0.00036483 | -0.039896 | 1.456e-05 | 17.5 | 135.7143 | 10.8104 | 20.5448 | 142.1596 | 1.6426 | 24.5417 | 0 | 0 | 0 | 0 | 0.0074485 | 0.0076233 | 0.022 | 0.022
SA2 | CYA.2427.SA2 | CYA | _ | VKIC | 0.055 | 0 | 0 | 0 | 0 | 2399.0847 | 14.8486 | -2.5968 | 2427.1077 | -0.00036483 | -0.039896 | 1.456e-05 | 17.5 | 131.3185 | 10.6324 | 20.5451 | 141.4872 | 1.6372 | 24.5419 | 0 | 0 | 0 | 0 | 0.0073269 | 0.0076053 | 0.007 | 0.007
SA2 | END.2427.SA2 | END | _ | MARK | 0 | 0 | 0 | 0 | 0 | 2399.2722 | 14.8561 | -2.5968 | 2427.295 | -0.00036483 | -0.039896 | 1.456e-05 | 17.5 | 127.9384 | 10.4934 | 20.5453 | 140.964 | 1.6331 | 24.5421 | 0 | 0 | 0 | 0 | 0.007232 | 0.0075912 | #N/A | #N/A
T3 | START.2427.T3 | START | _ | MARK | 0 | 0 | 0 | 0 | 0 | 2399.2722 | 14.8561 | -2.5968 | 2427.295 | -0.00036483 | -0.039896 | 1.456e-05 | 17.5 | 127.9384 | 10.4934 | 20.5453 | 140.964 | 1.6331 | 24.5421 | 0 | 0 | 0 | 0 | 0.007232 | 0.0075912 | #N/A | #N/A
T3 | CYE.2437.T3 | CYE | _ | VKIC | 0.1 | 0 | 0 | 0 | 0 | 2409.4542 | 15.2622 | -2.6005 | 2437.4689 | -0.00036483 | -0.039896 | 1.456e-05 | 17.5 | 4.1254 | 1.6071 | 20.6187 | 110.2682 | 1.3669 | 24.5551 | 0 | 0 | 0 | 0 | 0.0012986 | 0.006714 | 0.022 | 0.022
T3 | BPM.2437.T3 | BPM | _ | MONI | 0 | 0 | 0 | 0 | 0 | 2409.6542 | 15.2702 | -2.6006 | 2437.6688 | -0.00036483 | -0.039896 | 1.456e-05 | 17.5 | 3.6628 | 1.4769 | 20.6249 | 109.8587 | 1.363 | 24.5554 | 0 | 0 | 0 | 0 | 0.0012237 | 0.0067015 | 0.022 | 0.022
T3 | QF.2438.T3 | QF | QF.1.T3 | QUAD | 0.5 | -0.053 | 0 | 0 | 0 | 2410.0542 | 15.2861 | -2.6008 | 2438.0685 | -0.00036483 | -0.039896 | 1.456e-05 | 17.5 | 2.1744 | 0.8019 | 20.6621 | 105.2476 | 6.9721 | 24.5563 | 0 | 0 | 0 | 0 | 0.00094281 | 0.0065594 | 0.022 | 0.022
T3 | CXE.2447.T3 | CXE | _ | HKIC | 0.1 | 0 | 0 | 0 | 0 | 2419.4542 | 15.661 | -2.6042 | 2447.461 | -0.00036483 | -0.039896 | 1.456e-05 | 17.5 | 51.3765 | -6.15 | 20.994 | 16.8572 | 2.6355 | 24.5914 | 0 | 0 | 0 | 0 | 0.0045829 | 0.0026251 | 0.022 | 0.022
T3 | BPM.2447.T3 | BPM | _ | MONI | 0 | 0 | 0 | 0 | 0 | 2419.6542 | 15.669 | -2.6043 | 2447.6608 | -0.00036483 | -0.039896 | 1.456e-05 | 17.5 | 53.2385 | -6.2633 | 20.9945 | 16.0772 | 2.5648 | 24.5928 | 0 | 0 | 0 | 0 | 0.0046652 | 0.0025637 | 0.022 | 0.022
T3 | QF.2448.T3 | QF | QF.2.T3 | QUAD | 0.5 | 0.0474 | 0 | 0 | 0 | 2420.0542 | 15.685 | -2.6044 | 2448.0605 | -0.00036483 | -0.039896 | 1.456e-05 | 17.5 | 60.3006 | -3.8737 | 20.9963 | 13.2696 | 1.6356 | 24.5999 | 0 | 0 | 0 | 0 | 0.004965 | 0.0023291 | 0.022 | 0.022
T3 | CYE.2457.T3 | CYE | _ | VKIC | 0.1 | 0 | 0 | 0 | 0 | 2429.4542 | 16.0599 | -2.6078 | 2457.453 | -0.00036483 | -0.039896 | 1.456e-05 | 17.5 | 154.0424 | -6.3156 | 21.0115 | 6.6167 | -0.9125 | 24.8803 | 0 | 0 | 0 | 0 | 0.0079355 | 0.0016447 | 0.022 | 0.022
T3 | BPM.2457.T3 | BPM | _ | MONI | 0 | 0 | 0 | 0 | 0 | 2429.6542 | 16.0679 | -2.6079 | 2457.6529 | -0.00036483 | -0.039896 | 1.456e-05 | 17.5 | 155.9431 | -6.3554 | 21.0117 | 6.8967 | -0.954 | 24.8839 | 0 | 0 | 0 | 0 | 0.0079843 | 0.0016791 | 0.022 | 0.022
T3 | QF.2458.T3 | QF | QF.3.T3 | QUAD | 0.5 | -0.0565 | 0 | 0 | 0 | 2430.0542 | 16.0838 | -2.6081 | 2458.0525 | -0.00036483 | -0.039896 | 1.456e-05 | 17.5 | 168.9385 | -15.9786 | 21.0123 | 8.0336 | -0.6774 | 24.8977 | 0 | 0 | 0 | 0 | 0.0083104 | 0.0018122 | 0.022 | 0.022
T3 | CXE.2467.T3 | CXE | _ | HKIC | 0.1 | 0 | 0 | 0 | 0 | 2439.4542 | 16.4588 | -2.6115 | 2467.4451 | -0.00036483 | -0.039896 | 1.456e-05 | 17.5 | 591.3602 | -29.9368 | 21.0169 | 35.8671 | -2.348 | 24.9888 | 0 | 0 | 0 | 0 | 0.015548 | 0.0038292 | 0.022 | 0.022
T3 | BPM.2467.T3 | BPM | _ | MONI | 0 | 0 | 0 | 0 | 0 | 2439.6542 | 16.4667 | -2.6116 | 2467.6449 | -0.00036483 | -0.039896 | 1.456e-05 | 17.5 | 600.3754 | -30.1644 | 21.017 | 36.5756 | -2.3752 | 24.9895 | 0 | 0 | 0 | 0 | 0.015666 | 0.0038668 | 0.022 | 0.022
T3 | QF.2468.T3 | QF | QF.4.T3 | QUAD | 0.5 | 0.0608 | 0 | 0 | 0 | 2440.0542 | 16.4827 | -2.6117 | 2468.0446 | -0.00036483 | -0.039896 | 1.456e-05 | 17.5 | 621.285 | 6.9796 | 21.0171 | 40.9341 | -4.9548 | 24.9922 | 0 | 0 | 0 | 0 | 0.015937 | 0.0040907 | 0.022 | 0.022
T3 | CXE.2487.T3 | CXE | _ | HKIC | 0.1 | 0 | 0 | 0 | 0 | 2459.7292 | 17.2674 | -2.6189 | 2487.7039 | -0.00036483 | -0.039896 | 1.456e-05 | 17.5 | 379.7778 | 5.4212 | 21.0235 | 470.6522 | -17.1104 | 25.0146 | 0 | 0 | 0 | 0 | 0.01246 | 0.013871 | 0.022 | 0.022
T3 | BPM.2487.T3 | BPM | _ | MONI | 0 | 0 | 0 | 0 | 0 | 2459.9292 | 17.2754 | -2.619 | 2487.9038 | -0.00036483 | -0.039896 | 1.456e-05 | 17.5 | 378.1532 | 5.4092 | 21.0236 | 475.7994 | -17.204 | 25.0147 | 0 | 0 | 0 | 0 | 0.012433 | 0.013947 | 0.022 | 0.022
T3 | QH.2488.T3 | QH | QH.2.T3 | QUAD | 0.2 | -0.046 | 0 | 0 | 0 | 2460.1792 | 17.2854 | -2.619 | 2488.1536 | -0.00036483 | -0.039896 | 1.456e-05 | 17.5 | 377.8344 | -11.928 | 21.0237 | 483.4694 | 4.8619 | 25.0148 | 0 | 0 | 0 | 0 | 0.012428 | 0.014059 | 0.022 | 0.022
T3 | CYE.2509.T3 | CYE | _ | VKIC | 0.1 | 0 | 0 | 0 | 0 | 2481.4792 | 18.135 | -2.6268 | 2509.4366 | -0.00036483 | -0.039896 | 1.456e-05 | 17.5 | 1056.0074 | -19.9861 | 21.0291 | 299.8518 | 3.779 | 25.0237 | 0 | 0 | 0 | 0 | 0.020777 | 0.011072 | 0.022 | 0.022
T3 | BPM.2509.T3 | BPM | _ | MONI | 0 | 0 | 0 | 0 | 0 | 2481.6792 | 18.1429 | -2.6269 | 2509.6365 | -0.00036483 | -0.039896 | 1.456e-05 | 17.5 | 1062.0118 | -20.0429 | 21.0291 | 298.7193 | 3.7713 | 25.0237 | 0 | 0 | 0 | 0 | 0.020836 | 0.011051 | 0.022 | 0.022
T3 | QH.2509.T3 | QH | QH.1.T3 | QUAD | 0.2 | 0.046 | 0 | 0 | 0 | 2481.9292 | 18.1529 | -2.627 | 2509.8863 | -0.00036483 | -0.039896 | 1.456e-05 | 17.5 | 1066.2535 | 28.9712 | 21.0292 | 298.8197 | -9.9359 | 25.0239 | 0 | 0 | 0 | 0 | 0.020878 | 0.011052 | 0.022 | 0.022
T3 | CYE.2528.T3 | CYE | _ | VKIC | 0.1 | 0 | 0 | 0 | 0 | 2500.8842 | 18.9089 | -2.6339 | 2528.8262 | -0.00036483 | -0.039896 | 1.456e-05 | 17.5 | 252.5232 | 14.0719 | 21.035 | 793.7697 | -16.245 | 25.0301 | 0 | 0 | 0 | 0 | 0.01016 | 0.018014 | 0.022 | 0.022
T3 | BPM.2529.T3 | BPM | _ | MONI | 0 | 0 | 0 | 0 | 0 | 2501.0842 | 18.9169 | -2.634 | 2529.026 | -0.00036483 | -0.039896 | 1.456e-05 | 17.5 | 248.3194 | 13.9537 | 21.0351 | 798.6507 | -16.295 | 25.0301 | 0 | 0 | 0 | 0 | 0.010075 | 0.018069 | 0.022 | 0.022
T3 | QE.2529.T3 | QE | QE.3.T3 | QUAD | 1 | -0.2019 | 0 | 0 | 0 | 2501.7342 | 18.9428 | -2.6342 | 2529.6755 | -0.00036483 | -0.039896 | 1.456e-05 | 17.5 | 266.1427 | -37.2875 | 21.0358 | 680.728 | 130.7854 | 25.0304 | 0 | 0 | 0 | 0 | 0.010431 | 0.016682 | 0.022 | 0.022
T3 | CXE.2531.T3 | CXE | _ | HKIC | 0.1 | 0 | 0 | 0 | 0 | 2504.0242 | 19.0342 | -2.635 | 2531.9637 | -0.00036483 | -0.039896 | 1.456e-05 | 17.5 | 421.0599 | -46.9067 | 21.0367 | 284.5135 | 84.5486 | 25.031 | 0 | 0 | 0 | 0 | 0.01312 | 0.010785 | 0.022 | 0.022
T3 | BPM.2532.T3 | BPM | _ | MONI | 0 | 0 | 0 | 0 | 0 | 2504.2242 | 19.0422 | -2.6351 | 2532.1635 | -0.00036483 | -0.039896 | 1.456e-05 | 17.5 | 435.2496 | -47.6909 | 21.0367 | 259.7143 | 80.7793 | 25.0311 | 0 | 0 | 0 | 0 | 0.013339 | 0.010304 | 0.022 | 0.022
T3 | QE.2532.T3 | QE | QE.4.T3 | QUAD | 1 | 0.2021 | 0 | 0 | 0 | 2504.8742 | 19.0681 | -2.6354 | 2532.813 | -0.00036483 | -0.039896 | 1.456e-05 | 17.5 | 454.0547 | 44.3939 | 21.0371 | 138.2903 | 27.2435 | 25.0321 | 0 | 0 | 0 | 0 | 0.013624 | 0.0075188 | 0.022 | 0.022
T3 | CYE.2543.T3 | CYE | _ | VKIC | 0.1 | 0 | 0 | 0 | 0 | 2515.4542 | 19.4901 | -2.6392 | 2543.3846 | -0.00036483 | -0.039896 | 1.456e-05 | 17.5 | 0.2676 | 0.4024 | 21.2227 | 137.8276 | -27.1978 | 25.5204 | 0 | 0 | 0 | 0 | 0.00033075 | 0.0075063 | 0.022 | 0.022
T3 | BPM.2543.T3 | BPM | _ | MONI | 0 | 0 | 0 | 0 | 0 | 2515.6542 | 19.4981 | -2.6393 | 2543.5844 | -0.00036483 | -0.039896 | 1.456e-05 | 17.5 | 0.2445 | -0.249 | 21.3224 | 146.1078 | -28.004 | 25.5206 | 0 | 0 | 0 | 0 | 0.00031615 | 0.0077284 | 0.022 | 0.022
T3 | QE.2544.T3 | QE | QE.1.T3 | QUAD | 1 | -0.3039 | 0 | 0 | 0 | 2516.3042 | 19.524 | -2.6395 | 2544.2339 | -0.00036483 | -0.039896 | 1.456e-05 | 17.5 | 7.5464 | -6.9372 | 21.5012 | 163.6895 | 20.6876 | 25.5217 | 0 | 0 | 0 | 0 | 0.0017564 | 0.0081802 | 0.022 | 0.022
T3 | T6START.2544.T3 | T6START | _ | MARK | 0 | 0 | 0 | 0 | 0 | 2517.0042 | 19.5519 | -2.6398 | 2544.9333 | -0.00036483 | -0.039896 | 1.456e-05 | 17.5 | 10.5817 | -8.2391 | 21.5048 | 155.5193 | 20.1634 | 25.5219 | 0 | 0 | 0 | 0 | 0.0020799 | 0.0079735 | #N/A | #N/A
T3 | BE.2546.T3 | BE | BE.1.T3 | SBEN | 2.5 | 0.0219 | 0 | 0 | 0 | 2518.2542 | 19.6154 | -2.6402 | 2546.1823 | -0.00036506 | -0.007076 | 6.58e-06 | 17.5 | 92.4381 | -24.4982 | 21.5175 | 71.0813 | 13.6118 | 25.5257 | 0.0273 | 0.0219 | 0 | 0 | 0.0069663 | 0.0053906 | 0.022 | 0.022
T3 | CXE.2548.T3 | CXE | _ | HKIC | 0.1 | 0 | 0 | 0 | 0 | 2520.4542 | 19.6414 | -2.641 | 2548.3821 | -0.00036506 | -0.018016 | 6.58e-06 | 17.5 | 147.9379 | -31.0016 | 21.5189 | 46.4784 | 10.9911 | 25.5285 | 0.0492 | 0.0219 | 0 | 0 | 0.0092527 | 0.0043589 | 0.022 | 0.022
T3 | BPM.2548.T3 | BPM | _ | MONI | 0 | 0 | 0 | 0 | 0 | 2520.6542 | 19.645 | -2.6411 | 2548.5821 | -0.00036506 | -0.018016 | 6.58e-06 | 17.5 | 157.3847 | -31.9771 | 21.519 | 43.24 | 10.598 | 25.529 | 0.0525 | 0.0219 | 0 | 0 | 0.0095962 | 0.0042043 | 0.022 | 0.022
T3 | QE.2549.T3 | QE | QE.2.T3 | QUAD | 1 | 0.3039 | 0 | 0 | 0 | 2521.3042 | 19.6567 | -2.6413 | 2549.2319 | -0.00036506 | -0.018016 | 6.58e-06 | 17.5 | 180.4877 | 20.9711 | 21.52 | 31.6918 | -0.9402 | 25.5343 | 0.0683 | 0.0025 | 0 | 0 | 0.010639 | 0.0035994 | 0.022 | 0.022
T3 | CYE.2553.T3 | CYE | _ | VKIC | 0.1 | 0 | 0 | 0 | 0 | 2525.4542 | 19.7315 | -2.6429 | 2553.3813 | -0.00036506 | -0.018016 | 6.58e-06 | 17.5 | 58.7353 | 11.935 | 21.5257 | 39.4632 | -1.1602 | 25.551 | 0.0777 | 0.0025 | 0 | 0 | 0.0072311 | 0.0040165 | 0.022 | 0.022
T3 | BPM.2553.T3 | BPM | _ | MONI | 0 | 0 | 0 | 0 | 0 | 2525.6542 | 19.7351 | -2.6429 | 2553.5812 | -0.00036506 | -0.018016 | 6.58e-06 | 17.5 | 55.2097 | 11.5686 | 21.5262 | 39.8126 | -1.1691 | 25.5516 | 0.078 | 0.0025 | 0 | 0 | 0.0070908 | 0.0040343 | 0.022 | 0.022
T3 | QE.2554.T3 | QE | QE.1.T3 | QUAD | 1 | -0.3039 | 0 | 0 | 0 | 2526.3042 | 19.7468 | -2.6432 | 2554.2311 | -0.00036506 | -0.018016 | 6.58e-06 | 17.5 | 44.669 | -3.3695 | 21.5301 | 31.1051 | 9.3005 | 25.5564 | 0.0933 | 0.028 | 0 | 0 | 0.0070723 | 0.0035659 | 0.022 | 0.022
T3 | CXE.2557.T3 | CXE | _ | HKIC | 0.1 | 0 | 0 | 0 | 0 | 2529.2542 | 19.7999 | -2.6442 | 2557.1807 | -0.00036506 | -0.018016 | 6.58e-06 | 17.5 | 63.245 | -4.0609 | 21.5376 | 2.1839 | 2.2679 | 25.6055 | 0.1633 | 0.028 | 0 | 0 | 0.0099837 | 0.00094487 | 0.022 | 0.022
T3 | BPM.2557.T3 | BPM | _ | MONI | 0 | 0 | 0 | 0 | 0 | 2529.4542 | 19.8035 | -2.6443 | 2557.3806 | -0.00036506 | -0.018016 | 6.58e-06 | 17.5 | 64.4695 | -4.1024 | 21.538 | 1.5668 | 1.846 | 25.6184 | 0.1675 | 0.028 | 0 | 0 | 0.010159 | 0.00080032 | 0.022 | 0.022
T3 | SB.2558.T3 | SB | SB.1.T3 | SEXT | 1 | 8.2385 | 0 | 0 | 0 | 2530.1042 | 19.8152 | -2.6446 | 2558.0305 | -0.00036506 | -0.018016 | 6.58e-06 | 17.5 | 74.2707 | -4.4204 | 21.5406 | 1.0414 | -1.389 | 25.9401 | 0.1997 | 0.028 | 0 | 0 | 0.011501 | 0.00065248 | 0.022 | 0.022
T3 | QE.2559.T3 | QE | QE.2.T3 | QUAD | 1 | 0.3039 | 0 | 0 | 0 | 2531.3042 | 19.8369 | -2.645 | 2559.2303 | -0.00036506 | -0.018016 | 6.58e-06 | 17.5 | 62.6812 | 16.4619 | 21.5432 | 10.1373 | -7.313 | 26.0047 | 0.2014 | -0.0354 | 0 | 0 | 0.011104 | 0.0020357 | 0.022 | 0.022
T3 | SB.2560.T3 | SB | SB.2.T3 | SEXT | 1 | -5.3208 | 0 | 0 | 0 | 2532.5042 | 19.8585 | -2.6454 | 2560.4301 | -0.00036506 | -0.018016 | 6.58e-06 | 17.5 | 29.4212 | 11.2547 | 21.5477 | 35.4275 | -13.7622 | 26.0147 | 0.1589 | -0.0354 | 0 | 0 | 0.0082351 | 0.0038056 | 0.022 | 0.022
T3 | CYE.2563.T3 | CYE | _ | VKIC | 0.1 | 0 | 0 | 0 | 0 | 2535.4542 | 19.9116 | -2.6465 | 2563.3797 | -0.00036506 | -0.018016 | 6.58e-06 | 17.5 | 0.2685 | 0.4064 | 21.7221 | 137.8276 | -27.1978 | 26.0204 | 0.0704 | -0.0354 | 0 | 0 | 0.0024433 | 0.0075063 | 0.022 | 0.022
T3 | BPM.2563.T3 | BPM | _ | MONI | 0 | 0 | 0 | 0 | 0 | 2535.6542 | 19.9152 | -2.6466 | 2563.5796 | -0.00036506 | -0.018016 | 6.58e-06 | 17.5 | 0.2442 | -0.2445 | 21.8217 | 146.1078 | -28.004 | 26.0206 | 0.065 | -0.0354 | 0 | 0 | 0.002266 | 0.0077284 | 0.022 | 0.022
T3 | QE.2564.T3 | QE | QE.1.T3 | QUAD | 1 | -0.3039 | 0 | 0 | 0 | 2536.3042 | 19.9269 | -2.6468 | 2564.2295 | -0.00036506 | -0.018016 | 6.58e-06 | 17.5 | 7.5284 | -6.9242 | 22.0011 | 163.6895 | 20.6876 | 26.0217 | 0.0318 | -0.0219 | 0 | 0 | 0.0027083 | 0.0081802 | 0.022 | 0.022
T3 | BE.2566.T3 | BE | BE.1.T3 | SBEN | 2.5 | 0.0219 | 0 | 0 | 0 | 2538.2542 | 19.9757 | -2.6475 | 2566.1794 | -0.00036512 | 0.014804 | -1.41e-06 | 17.5 | 92.2891 | -24.4627 | 22.0175 | 71.0813 | 13.6118 | 26.0257 | 0.0001 | 0 | 0 | 0 | 0.0061453 | 0.0053906 | 0.022 | 0.022
T3 | CXE.2568.T3 | CXE | _ | HKIC | 0.1 | 0 | 0 | 0 | 0 | 2540.4542 | 19.9536 | -2.6483 | 2568.3793 | -0.00036512 | 0.0038641 | -1.41e-06 | 17.5 | 147.7097 | -30.9578 | 22.0188 | 46.4784 | 10.9911 | 26.0285 | 0.0002 | 0 | 0 | 0 | 0.0077767 | 0.0043589 | 0.022 | 0.022
T3 | BPM.2568.T3 | BPM | _ | MONI | 0 | 0 | 0 | 0 | 0 | 2540.6542 | 19.9528 | -2.6484 | 2568.5793 | -0.00036512 | 0.0038641 | -1.41e-06 | 17.5 | 157.1431 | -31.9321 | 22.019 | 43.24 | 10.598 | 26.029 | 0.0002 | 0 | 0 | 0 | 0.008021 | 0.0042043 | 0.022 | 0.022
T3 | QE.2569.T3 | QE | QE.2.T3 | QUAD | 1 | 0.3039 | 0 | 0 | 0 | 2541.3042 | 19.9503 | -2.6486 | 2569.2293 | -0.00036512 | 0.0038641 | -1.41e-06 | 17.5 | 180.22 | 20.9359 | 22.02 | 31.6918 | -0.9402 | 26.0343 | 0.0002 | 0 | 0 | 0 | 0.0085894 | 0.0035994 | 0.022 | 0.022
T3 | CYE.2579.T3 | CYE | _ | VKIC | 0.1 | 0 | 0 | 0 | 0 | 2551.8842 | 19.9094 | -2.6525 | 2579.8092 | -0.00036512 | 0.0038641 | -1.41e-06 | 17.5 | 6.2021 | -3.7575 | 22.471 | 56.8407 | -1.5424 | 26.0726 | -0.0001 | 0 | 0 | 0 | 0.0015953 | 0.0048204 | 0.022 | 0.022
T3 | BPM.2580.T3 | BPM | _ | MONI | 0 | 0 | 0 | 0 | 0 | 2552.0842 | 19.9086 | -2.6526 | 2580.0092 | -0.00036512 | 0.0038641 | -1.41e-06 | 17.5 | 7.3842 | -4.1231 | 22.4746 | 57.3047 | -1.5513 | 26.073 | -0.0001 | 0 | 0 | 0 | 0.0017404 | 0.0048401 | 0.022 | 0.022
T3 | QE.2580.T3 | QE | QE.3.T3 | QUAD | 1 | -0.2019 | 0 | 0 | 0 | 2552.7342 | 19.9061 | -2.6528 | 2580.6592 | -0.00036512 | 0.0038641 | -1.41e-06 | 17.5 | 23.3902 | -11.2026 | 22.4891 | 49.6451 | 9.1322 | 26.0763 | -0.0002 | -0.0001 | 0 | 0 | 0.0030982 | 0.004505 | 0.022 | 0.022
T3 | CXE.2582.T3 | CXE | _ | HKIC | 0.1 | 0 | 0 | 0 | 0 | 2555.0242 | 19.8973 | -2.6537 | 2582.9492 | -0.00036512 | 0.0038641 | -1.41e-06 | 17.5 | 82.926 | -21.1537 | 22.4957 | 21.7941 | 6.0042 | 26.0852 | -0.0003 | -0.0001 | 0 | 0 | 0.0058314 | 0.0029849 | 0.022 | 0.022
T3 | BPM.2583.T3 | BPM | _ | MONI | 0 | 0 | 0 | 0 | 0 | 2555.2242 | 19.8965 | -2.6537 | 2583.1492 | -0.00036512 | 0.0038641 | -1.41e-06 | 17.5 | 89.3938 | -21.965 | 22.496 | 20.0311 | 5.7492 | 26.0864 | -0.0003 | -0.0001 | 0 | 0 | 0.0060542 | 0.0028616 | 0.022 | 0.022
T3 | QE.2583.T3 | QE | QE.4.T3 | QUAD | 1 | 0.2021 | 0 | 0 | 0 | 2555.8742 | 19.894 | -2.654 | 2583.7992 | -0.00036512 | 0.0038641 | -1.41e-06 | 17.5 | 122.67 | -1.9749 | 22.4977 | 11.5961 | 1.7028 | 26.0989 | -0.0003 | 0 | 0 | 0 | 0.0070905 | 0.0021773 | 0.022 | 0.022
T3 | CXE.2603.T3 | CXE | _ | HKIC | 0.1 | 0 | 0 | 0 | 0 | 2575.2292 | 19.8192 | -2.661 | 2603.154 | -0.00036512 | 0.0038641 | -1.41e-06 | 17.5 | 211.616 | -2.73 | 22.5164 | 67.4015 | -4.6547 | 26.4807 | -0.0002 | 0 | 0 | 0 | 0.009307 | 0.0052492 | 0.022 | 0.022
T3 | BPM.2603.T3 | BPM | _ | MONI | 0 | 0 | 0 | 0 | 0 | 2575.4292 | 19.8184 | -2.6611 | 2603.354 | -0.00036512 | 0.0038641 | -1.41e-06 | 17.5 | 212.4359 | -2.736 | 22.5165 | 68.8055 | -4.7052 | 26.4811 | -0.0002 | 0 | 0 | 0 | 0.009325 | 0.0053036 | 0.022 | 0.022
T3 | QH.2603.T3 | QH | QH.2.T3 | QUAD | 0.2 | -0.046 | 0 | 0 | 0 | 2575.6792 | 19.8175 | -2.6612 | 2603.604 | -0.00036512 | 0.0038641 | -1.41e-06 | 17.5 | 216.3287 | -12.6604 | 22.5168 | 71.4852 | -1.5281 | 26.4819 | -0.0002 | 0 | 0 | 0 | 0.00941 | 0.0054058 | 0.022 | 0.022
T3 | CYE.2624.T3 | CYE | _ | VKIC | 0.1 | 0 | 0 | 0 | 0 | 2596.9792 | 19.7352 | -2.669 | 2624.9039 | -0.00036512 | 0.0038641 | -1.41e-06 | 17.5 | 1091.0591 | -28.5034 | 22.5238 | 157.496 | -2.5195 | 26.514 | -0.0003 | 0 | 0 | 0 | 0.021128 | 0.008024 | 0.022 | 0.022
T3 | BPM.2625.T3 | BPM | _ | MONI | 0 | 0 | 0 | 0 | 0 | 2597.1792 | 19.7344 | -2.6691 | 2625.1039 | -0.00036512 | 0.0038641 | -1.41e-06 | 17.5 | 1099.6269 | -28.6152 | 22.5238 | 158.2529 | -2.5265 | 26.5141 | -0.0003 | 0 | 0 | 0 | 0.021211 | 0.0080432 | 0.022 | 0.022
T3 | QH.2625.T3 | QH | QH.1.T3 | QUAD | 0.2 | 0.046 | 0 | 0 | 0 | 2597.4292 | 19.7334 | -2.6691 | 2625.3538 | -0.00036512 | 0.0038641 | -1.41e-06 | 17.5 | 1109.5247 | 22.265 | 22.5238 | 161.4993 | -9.9413 | 26.5145 | -0.0003 | 0 | 0 | 0 | 0.021306 | 0.0081253 | 0.022 | 0.022
T3 | CYE.2644.T3 | CYE | _ | VKIC | 0.1 | 0 | 0 | 0 | 0 | 2616.4542 | 19.6599 | -2.6761 | 2644.3787 | -0.00036512 | 0.0038641 | -1.41e-06 | 17.5 | 425.7615 | 13.77 | 22.5282 | 761.3372 | -21.6707 | 26.5231 | -0.0001 | 0 | 0 | 0 | 0.013196 | 0.017642 | 0.022 | 0.022
T3 | BPM.2644.T3 | BPM | _ | MONI | 0 | 0 | 0 | 0 | 0 | 2616.6542 | 19.6591 | -2.6762 | 2644.5787 | -0.00036512 | 0.0038641 | -1.41e-06 | 17.5 | 421.6406 | 13.7028 | 22.5283 | 767.8523 | -21.7634 | 26.5231 | -0.0001 | 0 | 0 | 0 | 0.013132 | 0.017717 | 0.022 | 0.022
T3 | QF.2644.T3 | QF | QF.7.T3 | QUAD | 0.5 | -0.0857 | 0 | 0 | 0 | 2617.0542 | 19.6576 | -2.6763 | 2644.9787 | -0.00036512 | 0.0038641 | -1.41e-06 | 17.5 | 421.7637 | -22.2037 | 22.5285 | 763.0909 | 44.1413 | 26.5232 | -0.0001 | 0 | 0 | 0 | 0.013134 | 0.017662 | 0.022 | 0.022
T3 | CXE.2652.T3 | CXE | _ | HKIC | 0.1 | 0 | 0 | 0 | 0 | 2624.4542 | 19.629 | -2.679 | 2652.3786 | -0.00036512 | 0.0038641 | -1.41e-06 | 17.5 | 802.2157 | -30.6369 | 22.5305 | 259.8911 | 25.7476 | 26.5258 | -0.0001 | 0 | 0 | 0 | 0.018112 | 0.010307 | 0.022 | 0.022
T3 | BPM.2652.T3 | BPM | _ | MONI | 0 | 0 | 0 | 0 | 0 | 2624.6542 | 19.6282 | -2.6791 | 2652.5786 | -0.00036512 | 0.0038641 | -1.41e-06 | 17.5 | 811.4331 | -30.8126 | 22.5305 | 252.2243 | 25.3644 | 26.5259 | -0.0001 | 0 | 0 | 0 | 0.018216 | 0.010154 | 0.022 | 0.022
T3 | QF.2652.T3 | QF | QF.8.T3 | QUAD | 0.5 | 0.0927 | 0 | 0 | 0 | 2625.0542 | 19.6267 | -2.6792 | 2652.9786 | -0.00036512 | 0.0038641 | -1.41e-06 | 17.5 | 813.5767 | 45.0204 | 22.5307 | 231.0773 | 2.6279 | 26.5263 | -0.0001 | 0 | 0 | 0 | 0.01824 | 0.0097193 | 0.022 | 0.022
T3 | CYE.2661.T3 | CYE | _ | VKIC | 0.1 | 0 | 0 | 0 | 0 | 2633.4542 | 19.5942 | -2.6823 | 2661.3786 | -0.00036512 | 0.0038641 | -1.41e-06 | 17.5 | 242.8373 | 24.5819 | 22.5336 | 190.2806 | 2.3473 | 26.5326 | 0 | 0 | 0 | 0 | 0.0099635 | 0.0088197 | 0.022 | 0.022
T3 | BPM.2661.T3 | BPM | _ | MONI | 0 | 0 | 0 | 0 | 0 | 2633.6542 | 19.5934 | -2.6824 | 2661.5786 | -0.00036512 | 0.0038641 | -1.41e-06 | 17.5 | 235.5188 | 24.2081 | 22.5337 | 189.5772 | 2.3422 | 26.5327 | 0 | 0 | 0 | 0 | 0.0098122 | 0.0088034 | 0.022 | 0.022
T3 | QF.2661.T3 | QF | QF.9.T3 | QUAD | 0.5 | -0.0695 | 0 | 0 | 0 | 2634.0542 | 19.5919 | -2.6825 | 2661.9786 | -0.00036512 | 0.0038641 | -1.41e-06 | 17.5 | 212.574 | 8.0064 | 22.5342 | 180.1168 | 14.9767 | 26.5333 | 0 | 0 | 0 | 0 | 0.009322 | 0.0085809 | 0.022 | 0.022
T3 | CXE.2669.T3 | CXE | _ | HKIC | 0.1 | 0 | 0 | 0 | 0 | 2641.4542 | 19.5633 | -2.6852 | 2669.3785 | -0.00036512 | 0.0038641 | -1.41e-06 | 17.5 | 113.1583 | 5.8013 | 22.5415 | 29.2974 | 5.9705 | 26.5491 | 0.0001 | 0 | 0 | 0 | 0.0068044 | 0.0034607 | 0.022 | 0.022
T3 | BPM.2669.T3 | BPM | _ | MONI | 0 | 0 | 0 | 0 | 0 | 2641.6542 | 19.5625 | -2.6853 | 2669.5785 | -0.00036512 | 0.0038641 | -1.41e-06 | 17.5 | 111.4248 | 5.7554 | 22.5418 | 27.5344 | 5.7829 | 26.5499 | 0.0001 | 0 | 0 | 0 | 0.0067521 | 0.003355 | 0.022 | 0.022
T3 | QF.2669.T3 | QF | QF.10.T3 | QUAD | 0.5 | 0.0798 | 0 | 0 | 0 | 2642.0542 | 19.561 | -2.6854 | 2669.9785 | -0.00036512 | 0.0038641 | -1.41e-06 | 17.5 | 99.9011 | 13.637 | 22.5427 | 21.4439 | 3.2886 | 26.5542 | 0.0001 | 0 | 0 | 0 | 0.0063936 | 0.0029608 | 0.022 | 0.022
T3 | CXA.2676.T3 | CXA | _ | HKIC | 0.055 | 0 | 0 | 0 | 0 | 2648.3027 | 19.5368 | -2.6877 | 2676.227 | -0.00036512 | 0.0038641 | -1.41e-06 | 17.5 | 3.5082 | 2.3592 | 22.5949 | 1.8168 | -0.0315 | 26.7622 | 0.0001 | 0 | 0 | 0 | 0.0012006 | 0.0008618 | 0.007 | 0.007
T3 | QA.2676.T3 | QA | QA.3.T3 | QUAD | 0.1 | -0.136 | 0 | 0 | 0 | 2648.4802 | 19.5361 | -2.6878 | 2676.4045 | -0.00036512 | 0.0038641 | -1.41e-06 | 17.5 | 2.6773 | 1.6231 | 22.6053 | 1.8265 | 0.1077 | 26.7797 | 0.0001 | 0 | 0 | 0 | 0.0010492 | 0.0008641 | 0.007 | 0.007
T3 | BPM.2676.T3 | BPM | _ | MONI | 0 | 0 | 0 | 0 | 0 | 2648.5302 | 19.536 | -2.6878 | 2676.4545 | -0.00036512 | 0.0038641 | -1.41e-06 | 17.5 | 2.6773 | 1.6231 | 22.6053 | 1.8265 | 0.1077 | 26.7797 | 0.0001 | 0 | 0 | 0 | 0.0010492 | 0.0008641 | 0.022 | 0.022
T3 | CYA.2676.T3 | CYA | _ | VKIC | 0.055 | 0 | 0 | 0 | 0 | 2648.7077 | 19.5353 | -2.6879 | 2676.632 | -0.00036512 | 0.0038641 | -1.41e-06 | 17.5 | 2.0688 | 1.3448 | 22.6192 | 1.8056 | -0.0059 | 26.7977 | 0.0001 | 0 | 0 | 0 | 0.00092263 | 0.00085914 | 0.007 | 0.007
T3 | CXA.2682.T3 | CXA | _ | HKIC | 0.055 | 0 | 0 | 0 | 0 | 2654.4027 | 19.5133 | -2.6899 | 2682.3269 | -0.00036512 | 0.0038641 | -1.41e-06 | 17.5 | 30.7807 | -6.3864 | 22.9927 | 19.8353 | -3.16 | 26.9979 | 0.0002 | 0 | 0 | 0 | 0.0035533 | 0.0028476 | 0.007 | 0.007
T3 | QA.2682.T3 | QA | QA.4.T3 | QUAD | 0.1 | 0.136 | 0 | 0 | 0 | 2654.5802 | 19.5126 | -2.69 | 2682.5044 | -0.00036512 | 0.0038641 | -1.41e-06 | 17.5 | 32.9434 | -2.1563 | 22.9937 | 21.4071 | -6.1697 | 26.9995 | 0.0002 | 0 | 0 | 0 | 0.0036758 | 0.0029582 | 0.007 | 0.007
T3 | BPM.2682.T3 | BPM | _ | MONI | 0 | 0 | 0 | 0 | 0 | 2654.6302 | 19.5124 | -2.69 | 2682.5544 | -0.00036512 | 0.0038641 | -1.41e-06 | 17.5 | 32.9434 | -2.1563 | 22.9937 | 21.4071 | -6.1697 | 26.9995 | 0.0002 | 0 | 0 | 0 | 0.0036758 | 0.0029582 | 0.022 | 0.022
T3 | CYA.2682.T3 | CYA | _ | VKIC | 0.055 | 0 | 0 | 0 | 0 | 2654.8077 | 19.5117 | -2.6901 | 2682.7319 | -0.00036512 | 0.0038641 | -1.41e-06 | 17.5 | 33.8347 | -2.1915 | 22.9947 | 24.0134 | -6.5438 | 27.0009 | 0.0002 | 0 | 0 | 0 | 0.0037251 | 0.0031332 | 0.007 | 0.007
T3 | END.2682.T3 | END | _ | MARK | 0 | 0 | 0 | 0 | 0 | 2654.9952 | 19.511 | -2.6902 | 2682.9194 | -0.00036512 | 0.0038641 | -1.41e-06 | 17.5 | 34.5403 | -2.2189 | 22.9954 | 26.1541 | -6.8358 | 27.002 | 0.0002 | 0 | 0 | 0 | 0.0037637 | 0.0032698 | #N/A | #N/A
UN1 | START.2682.UN1 | START | _ | MARK | 0 | 0 | 0 | 0 | 0 | 2654.9952 | 19.511 | -2.6902 | 2682.9194 | -0.00036512 | 0.0038641 | -1.41e-06 | 17.5 | 34.5403 | -2.2189 | 22.9954 | 26.1541 | -6.8358 | 27.002 | 0.0002 | 0 | 0 | 0 | 0.0037637 | 0.0032698 | #N/A | #N/A
UN1 | UNDU.2685.UN1 | UNDU | _ | UNDULATO | 5 | 0 | 0 | 0 | 0 | 2657.4952 | 19.5013 | -2.6911 | 2685.4194 | -0.00036512 | 0.0038641 | -1.41e-06 | 17.5 | 61.0173 | -3.0764 | 23.0128 | 140.1337 | -15.9601 | 27.0151 | 0.0001 | 0 | 0 | 0 | 0.0049974 | 0.0075688 | 0.003 | 0.003
UN1 | BPS.2688.UN1 | BPS | _ | PHASESHI | 0.215 | 0 | 0 | 0 | 0 | 2660.2627 | 19.4906 | -2.6921 | 2688.1869 | -0.00036512 | 0.0038641 | -1.41e-06 | 17.5 | 63.3487 | -3.1408 | 23.0138 | 152.3604 | -16.6445 | 27.0155 | 0.0001 | 0 | 0 | 0 | 0.0050919 | 0.0078921 | 0.003 | 0.003
UN1 | CXA.2688.UN1 | CXA | _ | HKIC | 0.055 | 0 | 0 | 0 | 0 | 2660.4477 | 19.4899 | -2.6922 | 2688.3719 | -0.00036512 | 0.0038641 | -1.41e-06 | 17.5 | 64.0102 | -3.1588 | 23.014 | 155.8759 | -16.8361 | 27.0156 | 0.0001 | 0 | 0 | 0 | 0.0051184 | 0.0079826 | 0.007 | 0.007
UN1 | QA.2688.UN1 | QA | QA.1.UN1 | QUAD | 0.1 | -0.136 | 0 | 0 | 0 | 2660.6802 | 19.489 | -2.6922 | 2688.6044 | -0.00036512 | 0.0038641 | -1.41e-06 | 17.5 | 66.5263 | -12.2121 | 23.0147 | 162.3676 | 4.8877 | 27.0159 | 0.0001 | 0 | 0 | 0 | 0.005218 | 0.0081471 | 0.007 | 0.007
UN1 | BPM.2688.UN1 | BPM | _ | MONI | 0 | 0 | 0 | 0 | 0 | 2660.7302 | 19.4888 | -2.6923 | 2688.6544 | -0.00036512 | 0.0038641 | -1.41e-06 | 17.5 | 66.5263 | -12.2121 | 23.0147 | 162.3676 | 4.8877 | 27.0159 | 0.0001 | 0 | 0 | 0 | 0.005218 | 0.0081471 | 0.022 | 0.022
UN1 | CYA.2688.UN1 | CYA | _ | VKIC | 0.055 | 0 | 0 | 0 | 0 | 2660.9077 | 19.4881 | -2.6923 | 2688.8319 | -0.00036512 | 0.0038641 | -1.41e-06 | 17.5 | 71.6281 | -12.6748 | 23.0151 | 160.3701 | 4.8563 | 27.0161 | 0.0001 | 0 | 0 | 0 | 0.0054142 | 0.0080969 | 0.007 | 0.007
UN1 | UNDU.2691.UN1 | UNDU | _ | UNDULATO | 5 | 0 | 0 | 0 | 0 | 2663.5952 | 19.4777 | -2.6933 | 2691.5194 | -0.00036512 | 0.0038641 | -1.41e-06 | 17.5 | 262.5205 | -24.3199 | 23.0211 | 114.3348 | 4.0653 | 27.0222 | 0.0002 | 0 | 0 | 0 | 0.010365 | 0.0068367 | 0.003 | 0.003
UN1 | BPS.2694.UN1 | BPS | _ | PHASESHI | 0.215 | 0 | 0 | 0 | 0 | 2666.3627 | 19.467 | -2.6943 | 2694.2868 | -0.00036512 | 0.0038641 | -1.41e-06 | 17.5 | 281.0778 | -25.1662 | 23.0213 | 111.3074 | 4.0078 | 27.0227 | 0.0002 | 0 | 0 | 0 | 0.010725 | 0.0067456 | 0.003 | 0.003
UN1 | CXA.2694.UN1 | CXA | _ | HKIC | 0.055 | 0 | 0 | 0 | 0 | 2666.5477 | 19.4663 | -2.6944 | 2694.4718 | -0.00036512 | 0.0038641 | -1.41e-06 | 17.5 | 286.3876 | -25.4031 | 23.0214 | 110.4674 | 3.9917 | 27.0228 | 0.0002 | 0 | 0 | 0 | 0.010826 | 0.0067201 | 0.007 | 0.007
UN1 | QA.2694.UN1 | QA | QA.2.UN1 | QUAD | 0.1 | 0.136 | 0 | 0 | 0 | 2666.7802 | 19.4654 | -2.6945 | 2694.7043 | -0.00036512 | 0.0038641 | -1.41e-06 | 17.5 | 295.4573 | 14.399 | 23.0215 | 109.9272 | -10.9349 | 27.0232 | 0.0002 | 0 | 0 | 0 | 0.010996 | 0.0067036 | 0.007 | 0.007
UN1 | BPM.2694.UN1 | BPM | _ | MONI | 0 | 0 | 0 | 0 | 0 | 2666.8302 | 19.4652 | -2.6945 | 2694.7543 | -0.00036512 | 0.0038641 | -1.41e-06 | 17.5 | 295.4573 | 14.399 | 23.0215 | 109.9272 | -10.9349 | 27.0232 | 0.0002 | 0 | 0 | 0 | 0.010996 | 0.0067036 | 0.022 | 0.022
UN1 | CYA.2694.UN1 | CYA | _ | VKIC | 0.055 | 0 | 0 | 0 | 0 | 2667.0077 | 19.4646 | -2.6945 | 2694.9318 | -0.00036512 | 0.0038641 | -1.41e-06 | 17.5 | 289.5834 | 14.2545 | 23.0217 | 114.4566 | -11.1597 | 27.0235 | 0.0002 | 0 | 0 | 0 | 0.010886 | 0.0068403 | 0.007 | 0.007
UN1 | UNDU.2697.UN1 | UNDU | _ | UNDULATO | 5 | 0 | 0 | 0 | 0 | 2669.6952 | 19.4542 | -2.6955 | 2697.6193 | -0.00036512 | 0.0038641 | -1.41e-06 | 17.5 | 161.2515 | 10.6161 | 23.0255 | 258.8285 | -16.8193 | 27.0283 | 0.0001 | 0 | 0 | 0 | 0.0081221 | 0.010286 | 0.003 | 0.003
UN1 | BPS.2700.UN1 | BPS | _ | PHASESHI | 0.215 | 0 | 0 | 0 | 0 | 2672.4627 | 19.4435 | -2.6965 | 2700.3868 | -0.00036512 | 0.0038641 | -1.41e-06 | 17.5 | 153.3886 | 10.3516 | 23.0258 | 271.5972 | -17.2306 | 27.0285 | 0.0001 | 0 | 0 | 0 | 0.0079217 | 0.010537 | 0.003 | 0.003
UN1 | CXA.2700.UN1 | CXA | _ | HKIC | 0.055 | 0 | 0 | 0 | 0 | 2672.6477 | 19.4428 | -2.6966 | 2700.5718 | -0.00036512 | 0.0038641 | -1.41e-06 | 17.5 | 151.2226 | 10.2776 | 23.0259 | 275.2278 | -17.3458 | 27.0286 | 0.0001 | 0 | 0 | 0 | 0.0078656 | 0.010607 | 0.007 | 0.007
UN1 | QA.2700.UN1 | QA | QA.1.UN1 | QUAD | 0.1 | -0.136 | 0 | 0 | 0 | 2672.8802 | 19.4419 | -2.6967 | 2700.8043 | -0.00036512 | 0.0038641 | -1.41e-06 | 17.5 | 148.0317 | -9.95 | 23.0262 | 280.3132 | 20.683 | 27.0287 | 0.0001 | 0 | 0 | 0 | 0.0077822 | 0.010705 | 0.007 | 0.007
UN1 | BPM.2700.UN1 | BPM | _ | MONI | 0 | 0 | 0 | 0 | 0 | 2672.9302 | 19.4417 | -2.6967 | 2700.8543 | -0.00036512 | 0.0038641 | -1.41e-06 | 17.5 | 148.0317 | -9.95 | 23.0262 | 280.3132 | 20.683 | 27.0287 | 0.0001 | 0 | 0 | 0 | 0.0077822 | 0.010705 | 0.022 | 0.022
UN1 | CYA.2701.UN1 | CYA | _ | VKIC | 0.055 | 0 | 0 | 0 | 0 | 2673.1077 | 19.441 | -2.6968 | 2701.0318 | -0.00036512 | 0.0038641 | -1.41e-06 | 17.5 | 152.1396 | -10.0884 | 23.0264 | 271.8974 | 20.3694 | 27.0288 | 0.0001 | 0 | 0 | 0 | 0.0078894 | 0.010543 | 0.007 | 0.007
UN1 | UNDU.2703.UN1 | UNDU | _ | UNDULATO | 5 | 0 | 0 | 0 | 0 | 2675.7952 | 19.4306 | -2.6978 | 2703.7193 | -0.00036512 | 0.0038641 | -1.41e-06 | 17.5 | 274.239 | -13.5742 | 23.0305 | 102.4137 | 12.4763 | 27.0337 | 0.0001 | 0 | 0 | 0 | 0.010591 | 0.0064704 | 0.003 | 0.003
UN1 | BPS.2706.UN1 | BPS | _ | PHASESHI | 0.215 | 0 | 0 | 0 | 0 | 2678.5627 | 19.4199 | -2.6988 | 2706.4867 | -0.00036512 | 0.0038641 | -1.41e-06 | 17.5 | 284.5147 | -13.8276 | 23.0307 | 93.2715 | 11.9027 | 27.0343 | 0.0001 | 0 | 0 | 0 | 0.010788 | 0.0061749 | 0.003 | 0.003
UN1 | CXA.2706.UN1 | CXA | _ | HKIC | 0.055 | 0 | 0 | 0 | 0 | 2678.7477 | 19.4192 | -2.6988 | 2706.6717 | -0.00036512 | 0.0038641 | -1.41e-06 | 17.5 | 287.4259 | -13.8985 | 23.0307 | 90.7888 | 11.7421 | 27.0345 | 0.0001 | 0 | 0 | 0 | 0.010843 | 0.0060922 | 0.007 | 0.007
UN1 | QA.2706.UN1 | QA | QA.2.UN1 | QUAD | 0.1 | 0.136 | 0 | 0 | 0 | 2678.9802 | 19.4183 | -2.6989 | 2706.9042 | -0.00036512 | 0.0038641 | -1.41e-06 | 17.5 | 290.5816 | 25.6412 | 23.0309 | 86.0705 | -0.3039 | 27.035 | 0.0001 | 0 | 0 | 0 | 0.010902 | 0.0059317 | 0.007 | 0.007
UN1 | BPM.2706.UN1 | BPM | _ | MONI | 0 | 0 | 0 | 0 | 0 | 2679.0302 | 19.4181 | -2.6989 | 2706.9542 | -0.00036512 | 0.0038641 | -1.41e-06 | 17.5 | 290.5816 | 25.6412 | 23.0309 | 86.0705 | -0.3039 | 27.035 | 0.0001 | 0 | 0 | 0 | 0.010902 | 0.0059317 | 0.022 | 0.022
UN1 | CYA.2707.UN1 | CYA | _ | VKIC | 0.055 | 0 | 0 | 0 | 0 | 2679.2077 | 19.4174 | -2.699 | 2707.1317 | -0.00036512 | 0.0038641 | -1.41e-06 | 17.5 | 280.1639 | 25.1767 | 23.031 | 86.1956 | -0.3065 | 27.0354 | 0.0001 | 0 | 0 | 0 | 0.010705 | 0.0059361 | 0.007 | 0.007
UN1 | UNDU.2709.UN1 | UNDU | _ | UNDULATO | 5 | 0 | 0 | 0 | 0 | 2681.8952 | 19.407 | -2.7 | 2709.8192 | -0.00036512 | 0.0038641 | -1.41e-06 | 17.5 | 80.6755 | 13.4839 | 23.0364 | 89.6967 | -0.372 | 27.0447 | 0 | 0 | 0 | 0 | 0.0057428 | 0.0060554 | 0.003 | 0.003
UN1 | BPS.2712.UN1 | BPS | _ | PHASESHI | 0.215 | 0 | 0 | 0 | 0 | 2684.6627 | 19.3963 | -2.701 | 2712.5867 | -0.00036512 | 0.0038641 | -1.41e-06 | 17.5 | 70.8812 | 12.6341 | 23.0372 | 89.9775 | -0.3768 | 27.0454 | 0 | 0 | 0 | 0 | 0.005383 | 0.0060649 | 0.003 | 0.003
UN1 | CXA.2712.UN1 | CXA | _ | HKIC | 0.055 | 0 | 0 | 0 | 0 | 2684.8477 | 19.3956 | -2.7011 | 2712.7717 | -0.00036512 | 0.0038641 | -1.41e-06 | 17.5 | 68.2531 | 12.3962 | 23.0375 | 90.0567 | -0.3781 | 27.0456 | 0 | 0 | 0 | 0 | 0.0052822 | 0.0060676 | 0.007 | 0.007
UN1 | QA.2713.UN1 | QA | QA.1.UN1 | QUAD | 0.1 | -0.136 | 0 | 0 | 0 | 2685.0802 | 19.3947 | -2.7011 | 2713.0042 | -0.00036512 | 0.0038641 | -1.41e-06 | 17.5 | 62.9376 | 3.2956 | 23.0381 | 89.0285 | 11.7857 | 27.046 | 0 | 0 | 0 | 0 | 0.0050724 | 0.0060328 | 0.007 | 0.007
UN1 | BPM.2713.UN1 | BPM | _ | MONI | 0 | 0 | 0 | 0 | 0 | 2685.1302 | 19.3945 | -2.7012 | 2713.0542 | -0.00036512 | 0.0038641 | -1.41e-06 | 17.5 | 62.9376 | 3.2956 | 23.0381 | 89.0285 | 11.7857 | 27.046 | 0 | 0 | 0 | 0 | 0.0050724 | 0.0060328 | 0.022 | 0.022
UN1 | CYA.2713.UN1 | CYA | _ | VKIC | 0.055 | 0 | 0 | 0 | 0 | 2685.3077 | 19.3938 | -2.7012 | 2713.2317 | -0.00036512 | 0.0038641 | -1.41e-06 | 17.5 | 61.5943 | 3.257 | 23.0386 | 84.2624 | 11.4636 | 27.0464 | 0 | 0 | 0 | 0 | 0.0050179 | 0.0058691 | 0.007 | 0.007
UN1 | UNDU.2715.UN1 | UNDU | _ | UNDULATO | 5 | 0 | 0 | 0 | 0 | 2687.9952 | 19.3835 | -2.7022 | 2715.9192 | -0.00036512 | 0.0038641 | -1.41e-06 | 17.5 | 32.9998 | 2.2846 | 23.0569 | 7.7989 | 3.3549 | 27.0786 | -0.0001 | 0 | 0 | 0 | 0.0036759 | 0.0017856 | 0.003 | 0.003
UN1 | BPS.2718.UN1 | BPS | _ | PHASESHI | 0.215 | 0 | 0 | 0 | 0 | 2690.7627 | 19.3728 | -2.7032 | 2718.6866 | -0.00036512 | 0.0038641 | -1.41e-06 | 17.5 | 31.3129 | 2.2139 | 23.0587 | 5.5037 | 2.7656 | 27.0878 | -0.0001 | 0 | 0 | 0 | 0.0035808 | 0.0015 | 0.003 | 0.003
UN1 | CXA.2718.UN1 | CXA | _ | HKIC | 0.055 | 0 | 0 | 0 | 0 | 2690.9477 | 19.372 | -2.7033 | 2718.8716 | -0.00036512 | 0.0038641 | -1.41e-06 | 17.5 | 30.85 | 2.1941 | 23.0593 | 4.9402 | 2.6006 | 27.091 | -0.0001 | 0 | 0 | 0 | 0.0035543 | 0.0014211 | 0.007 | 0.007
UN1 | QA.2719.UN1 | QA | QA.2.UN1 | QUAD | 0.1 | 0.136 | 0 | 0 | 0 | 2691.1802 | 19.3711 | -2.7034 | 2719.1041 | -0.00036512 | 0.0038641 | -1.41e-06 | 17.5 | 29.3385 | 6.1555 | 23.0606 | 3.7689 | 1.6902 | 27.1004 | -0.0001 | 0 | 0 | 0 | 0.0034662 | 0.0012413 | 0.007 | 0.007
UN1 | BPM.2719.UN1 | BPM | _ | MONI | 0 | 0 | 0 | 0 | 0 | 2691.2302 | 19.371 | -2.7034 | 2719.1541 | -0.00036512 | 0.0038641 | -1.41e-06 | 17.5 | 29.3385 | 6.1555 | 23.0606 | 3.7689 | 1.6902 | 27.1004 | -0.0001 | 0 | 0 | 0 | 0.0034662 | 0.0012413 | 0.022 | 0.022
UN1 | CYA.2719.UN1 | CYA | _ | VKIC | 0.055 | 0 | 0 | 0 | 0 | 2691.4077 | 19.3703 | -2.7035 | 2719.3316 | -0.00036512 | 0.0038641 | -1.41e-06 | 17.5 | 26.8705 | 5.8838 | 23.0618 | 3.1189 | 1.4804 | 27.1099 | -0.0001 | 0 | 0 | 0 | 0.0033173 | 0.0011292 | 0.007 | 0.007
UN1 | UNDU.2722.UN1 | UNDU | _ | UNDULATO | 5 | 0 | 0 | 0 | 0 | 2694.0952 | 19.3599 | -2.7044 | 2722.0191 | -0.00036512 | 0.0038641 | -1.41e-06 | 17.5 | 1.4441 | -0.9562 | 23.4064 | 15.0876 | -3.7999 | 27.4744 | -0.0001 | 0 | 0 | 0 | 0.00077134 | 0.0024835 | 0.003 | 0.003
UN1 | BPS.2724.UN1 | BPS | _ | PHASESHI | 0.215 | 0 | 0 | 0 | 0 | 2696.8627 | 19.3492 | -2.7054 | 2724.7866 | -0.00036512 | 0.0038641 | -1.41e-06 | 17.5 | 2.3476 | -1.4532 | 23.4391 | 18.0815 | -4.1837 | 27.4781 | -0.0001 | 0 | 0 | 0 | 0.00098264 | 0.0027188 | 0.003 | 0.003
UN1 | CXA.2724.UN1 | CXA | _ | HKIC | 0.055 | 0 | 0 | 0 | 0 | 2697.0477 | 19.3485 | -2.7055 | 2724.9716 | -0.00036512 | 0.0038641 | -1.41e-06 | 17.5 | 2.6674 | -1.5924 | 23.4457 | 18.9714 | -4.2911 | 27.479 | -0.0001 | 0 | 0 | 0 | 0.0010472 | 0.0027849 | 0.007 | 0.007
UN1 | QA.2725.UN1 | QA | QA.1.UN1 | QUAD | 0.1 | -0.136 | 0 | 0 | 0 | 2697.2802 | 19.3476 | -2.7056 | 2725.2041 | -0.00036512 | 0.0038641 | -1.41e-06 | 17.5 | 3.6127 | -2.4191 | 23.4589 | 20.943 | -1.6904 | 27.481 | -0.0001 | 0 | 0 | 0 | 0.0012183 | 0.002926 | 0.007 | 0.007
UN1 | BPM.2725.UN1 | BPM | _ | MONI | 0 | 0 | 0 | 0 | 0 | 2697.3302 | 19.3474 | -2.7056 | 2725.2541 | -0.00036512 | 0.0038641 | -1.41e-06 | 17.5 | 3.6127 | -2.4191 | 23.4589 | 20.943 | -1.6904 | 27.481 | -0.0001 | 0 | 0 | 0 | 0.0012183 | 0.002926 | 0.022 | 0.022
UN1 | CYA.2725.UN1 | CYA | _ | VKIC | 0.055 | 0 | 0 | 0 | 0 | 2697.5077 | 19.3467 | -2.7057 | 2725.4316 | -0.00036512 | 0.0038641 | -1.41e-06 | 17.5 | 4.6843 | -2.8079 | 23.4668 | 21.6438 | -1.7281 | 27.4825 | -0.0001 | 0 | 0 | 0 | 0.0013868 | 0.0029746 | 0.007 | 0.007
UN1 | UNDU.2728.UN1 | UNDU | _ | UNDULATO | 5 | 0 | 0 | 0 | 0 | 2700.1952 | 19.3363 | -2.7067 | 2728.1191 | -0.00036512 | 0.0038641 | -1.41e-06 | 17.5 | 84.1624 | -12.5948 | 23.5087 | 44.3822 | -2.6785 | 27.5091 | -0.0002 | 0 | 0 | 0 | 0.0058716 | 0.0042595 | 0.003 | 0.003
UN1 | BPS.2730.UN1 | BPS | _ | PHASESHI | 0.215 | 0 | 0 | 0 | 0 | 2702.9627 | 19.3256 | -2.7077 | 2730.8866 | -0.00036512 | 0.0038641 | -1.41e-06 | 17.5 | 93.8753 | -13.3061 | 23.5093 | 46.417 | -2.7476 | 27.5105 | -0.0002 | 0 | 0 | 0 | 0.0062009 | 0.0043561 | 0.003 | 0.003
UN1 | CXA.2731.UN1 | CXA | _ | HKIC | 0.055 | 0 | 0 | 0 | 0 | 2703.1477 | 19.3249 | -2.7077 | 2731.0716 | -0.00036512 | 0.0038641 | -1.41e-06 | 17.5 | 96.6905 | -13.5052 | 23.5095 | 46.996 | -2.7669 | 27.5108 | -0.0002 | 0 | 0 | 0 | 0.0062931 | 0.0043831 | 0.007 | 0.007
UN1 | QA.2731.UN1 | QA | QA.2.UN1 | QUAD | 0.1 | 0.136 | 0 | 0 | 0 | 2703.3802 | 19.324 | -2.7078 | 2731.3041 | -0.00036512 | 0.0038641 | -1.41e-06 | 17.5 | 102.3096 | -0.0076 | 23.5099 | 49.0783 | -9.4605 | 27.5117 | -0.0002 | 0 | 0 | 0 | 0.0064732 | 0.0044792 | 0.007 | 0.007
UN1 | BPM.2731.UN1 | BPM | _ | MONI | 0 | 0 | 0 | 0 | 0 | 2703.4302 | 19.3238 | -2.7078 | 2731.3541 | -0.00036512 | 0.0038641 | -1.41e-06 | 17.5 | 102.3096 | -0.0076 | 23.5099 | 49.0783 | -9.4605 | 27.5117 | -0.0002 | 0 | 0 | 0 | 0.0064732 | 0.0044792 | 0.022 | 0.022
UN1 | CYA.2731.UN1 | CYA | _ | VKIC | 0.055 | 0 | 0 | 0 | 0 | 2703.6077 | 19.3231 | -2.7079 | 2731.5315 | -0.00036512 | 0.0038641 | -1.41e-06 | 17.5 | 102.3131 | -0.0096 | 23.5102 | 53.0346 | -9.8386 | 27.5123 | -0.0002 | 0 | 0 | 0 | 0.0064733 | 0.0046562 | 0.007 | 0.007
UN1 | UNDU.2734.UN1 | UNDU | _ | UNDULATO | 5 | 0 | 0 | 0 | 0 | 2706.2952 | 19.3127 | -2.7089 | 2734.219 | -0.00036512 | 0.0038641 | -1.41e-06 | 17.5 | 102.6725 | -0.06 | 23.5183 | 203.667 | -19.3538 | 27.5202 | -0.0001 | 0 | 0 | 0 | 0.0064816 | 0.0091246 | 0.003 | 0.003
UN1 | BPS.2736.UN1 | BPS | _ | PHASESHI | 0.215 | 0 | 0 | 0 | 0 | 2709.0627 | 19.302 | -2.7099 | 2736.9865 | -0.00036512 | 0.0038641 | -1.41e-06 | 17.5 | 102.7189 | -0.0637 | 23.5188 | 218.4416 | -20.0453 | 27.5205 | -0.0001 | 0 | 0 | 0 | 0.0064831 | 0.0094498 | 0.003 | 0.003
UN1 | CXA.2737.UN1 | CXA | _ | HKIC | 0.055 | 0 | 0 | 0 | 0 | 2709.2477 | 19.3013 | -2.71 | 2737.1715 | -0.00036512 | 0.0038641 | -1.41e-06 | 17.5 | 102.7324 | -0.0647 | 23.519 | 222.6714 | -20.2389 | 27.5206 | -0.0001 | 0 | 0 | 0 | 0.0064835 | 0.0095409 | 0.007 | 0.007
UN1 | QA.2737.UN1 | QA | QA.1.UN1 | QUAD | 0.1 | -0.136 | 0 | 0 | 0 | 2709.4802 | 19.3004 | -2.7101 | 2737.404 | -0.00036512 | 0.0038641 | -1.41e-06 | 17.5 | 104.1704 | -14.1751 | 23.5194 | 229.9748 | 10.7195 | 27.5207 | -0.0001 | 0 | 0 | 0 | 0.0065287 | 0.0096961 | 0.007 | 0.007
UN1 | BPM.2737.UN1 | BPM | _ | MONI | 0 | 0 | 0 | 0 | 0 | 2709.5302 | 19.3002 | -2.7101 | 2737.454 | -0.00036512 | 0.0038641 | -1.41e-06 | 17.5 | 104.1704 | -14.1751 | 23.5194 | 229.9748 | 10.7195 | 27.5207 | -0.0001 | 0 | 0 | 0 | 0.0065287 | 0.0096961 | 0.022 | 0.022
UN1 | CYA.2737.UN1 | CYA | _ | VKIC | 0.055 | 0 | 0 | 0 | 0 | 2709.7077 | 19.2996 | -2.7101 | 2737.6315 | -0.00036512 | 0.0038641 | -1.41e-06 | 17.5 | 110.0637 | -14.5725 | 23.5197 | 225.601 | 10.6162 | 27.5209 | -0.0001 | 0 | 0 | 0 | 0.0067108 | 0.0096034 | 0.007 | 0.007
UN1 | UNDU.2740.UN1 | UNDU | _ | UNDULATO | 5 | 0 | 0 | 0 | 0 | 2712.3952 | 19.2892 | -2.7111 | 2740.319 | -0.00036512 | 0.0038641 | -1.41e-06 | 17.5 | 312.0657 | -24.5752 | 23.5241 | 129.4612 | 8.0155 | 27.5257 | -0.0002 | 0 | 0 | 0 | 0.011301 | 0.0072749 | 0.003 | 0.003
UN1 | BPS.2743.UN1 | BPS | _ | PHASESHI | 0.215 | 0 | 0 | 0 | 0 | 2715.1627 | 19.2785 | -2.7121 | 2743.0865 | -0.00036512 | 0.0038641 | -1.41e-06 | 17.5 | 330.7697 | -25.3021 | 23.5243 | 123.5204 | 7.8265 | 27.5262 | -0.0002 | 0 | 0 | 0 | 0.011634 | 0.007106 | 0.003 | 0.003
UN1 | CXA.2743.UN1 | CXA | _ | HKIC | 0.055 | 0 | 0 | 0 | 0 | 2715.3477 | 19.2778 | -2.7122 | 2743.2715 | -0.00036512 | 0.0038641 | -1.41e-06 | 17.5 | 336.1045 | -25.5056 | 23.5244 | 121.8824 | 7.7736 | 27.5263 | -0.0002 | 0 | 0 | 0 | 0.011728 | 0.0070587 | 0.007 | 0.007
UN1 | QA.2743.UN1 | QA | QA.2.UN1 | QUAD | 0.1 | 0.136 | 0 | 0 | 0 | 2715.5802 | 19.2769 | -2.7123 | 2743.504 | -0.00036512 | 0.0038641 | -1.41e-06 | 17.5 | 344.5321 | 21.0846 | 23.5245 | 119.5696 | -8.5481 | 27.5266 | -0.0002 | 0 | 0 | 0 | 0.011874 | 0.0069914 | 0.007 | 0.007
UN1 | BPM.2743.UN1 | BPM | _ | MONI | 0 | 0 | 0 | 0 | 0 | 2715.6302 | 19.2767 | -2.7123 | 2743.554 | -0.00036512 | 0.0038641 | -1.41e-06 | 17.5 | 344.5321 | 21.0846 | 23.5245 | 119.5696 | -8.5481 | 27.5266 | -0.0002 | 0 | 0 | 0 | 0.011874 | 0.0069914 | 0.022 | 0.022
UN1 | CYA.2743.UN1 | CYA | _ | VKIC | 0.055 | 0 | 0 | 0 | 0 | 2715.8077 | 19.276 | -2.7124 | 2743.7315 | -0.00036512 | 0.0038641 | -1.41e-06 | 17.5 | 335.9418 | 20.8195 | 23.5246 | 123.1003 | -8.6751 | 27.5269 | -0.0002 | 0 | 0 | 0 | 0.011725 | 0.0070939 | 0.007 | 0.007
UN1 | END.2743.UN1 | END | _ | MARK | 0 | 0 | 0 | 0 | 0 | 2715.9952 | 19.2753 | -2.7124 | 2743.919 | -0.00036512 | 0.0038641 | -1.41e-06 | 17.5 | 329.3126 | 20.6126 | 23.5247 | 125.8922 | -8.7742 | 27.5271 | -0.0002 | 0 | 0 | 0 | 0.011609 | 0.0071739 | #N/A | #N/A
T5 | START.2743.T5 | START | _ | MARK | 0 | 0 | 0 | 0 | 0 | 2715.9952 | 19.2753 | -2.7124 | 2743.919 | -0.00036512 | 0.0038641 | -1.41e-06 | 17.5 | 329.3126 | 20.6126 | 23.5247 | 125.8922 | -8.7742 | 27.5271 | -0.0002 | 0 | 0 | 0 | 0.011609 | 0.0071739 | #N/A | #N/A
T5 | CYE.2756.T5 | CYE | _ | VKIC | 0.1 | 0 | 0 | 0 | 0 | 2728.3102 | 19.2277 | -2.7169 | 2756.2339 | -0.00036512 | 0.0038641 | -1.41e-06 | 17.5 | 17.2904 | 4.6217 | 23.5509 | 437.5915 | -16.434 | 27.5355 | 0.0001 | 0 | 0 | 0 | 0.0026616 | 0.013375 | 0.022 | 0.022
T5 | BPM.2756.T5 | BPM | _ | MONI | 0 | 0 | 0 | 0 | 0 | 2728.5102 | 19.2269 | -2.717 | 2756.4339 | -0.00036512 | 0.0038641 | -1.41e-06 | 17.5 | 15.933 | 4.4278 | 23.5523 | 442.5357 | -16.5269 | 27.5356 | 0.0001 | 0 | 0 | 0 | 0.0025551 | 0.01345 | 0.022 | 0.022
T5 | QF.2756.T5 | QF | QF.1.T5 | QUAD | 0.5 | -0.0892 | 0 | 0 | 0 | 2728.9102 | 19.2254 | -2.7171 | 2756.8339 | -0.00036512 | 0.0038641 | -1.41e-06 | 17.5 | 11.2636 | 2.6064 | 23.5601 | 444.124 | 23.2862 | 27.5358 | 0.0001 | 0 | 0 | 0 | 0.0021488 | 0.013474 | 0.022 | 0.022
T5 | CXE.2766.T5 | CXE | _ | HKIC | 0.1 | 0 | 0 | 0 | 0 | 2738.3102 | 19.189 | -2.7206 | 2766.2338 | -0.00036512 | 0.0038641 | -1.41e-06 | 17.5 | 21.8695 | -3.7593 | 23.9604 | 119.1888 | 12.0329 | 27.5421 | 0.0003 | 0 | 0 | 0 | 0.002999 | 0.0069803 | 0.022 | 0.022
T5 | BPM.2766.T5 | BPM | _ | MONI | 0 | 0 | 0 | 0 | 0 | 2738.5102 | 19.1883 | -2.7207 | 2766.4338 | -0.00036512 | 0.0038641 | -1.41e-06 | 17.5 | 23.0129 | -3.8631 | 23.9615 | 115.6065 | 11.8494 | 27.5424 | 0.0003 | 0 | 0 | 0 | 0.0030762 | 0.0068746 | 0.022 | 0.022
T5 | QF.2766.T5 | QF | QF.2.T5 | QUAD | 0.5 | 0.0941 | 0 | 0 | 0 | 2738.9102 | 19.1867 | -2.7208 | 2766.8338 | -0.00036512 | 0.0038641 | -1.41e-06 | 17.5 | 27.0814 | -1.7302 | 23.9656 | 105.7092 | 1.2731 | 27.5433 | 0.0003 | 0 | 0 | 0 | 0.0033363 | 0.0065737 | 0.022 | 0.022
T5 | CYE.2776.T5 | CYE | _ | VKIC | 0.1 | 0 | 0 | 0 | 0 | 2748.3102 | 19.1504 | -2.7242 | 2776.2337 | -0.00036512 | 0.0038641 | -1.41e-06 | 17.5 | 71.3986 | -3.0869 | 23.9991 | 84.3822 | 1.045 | 27.5588 | 0.0002 | 0 | 0 | 0 | 0.0054086 | 0.0058733 | 0.022 | 0.022
T5 | BPM.2776.T5 | BPM | _ | MONI | 0 | 0 | 0 | 0 | 0 | 2748.5102 | 19.1496 | -2.7243 | 2776.4337 | -0.00036512 | 0.0038641 | -1.41e-06 | 17.5 | 72.328 | -3.109 | 23.9995 | 84.0692 | 1.0413 | 27.5591 | 0.0002 | 0 | 0 | 0 | 0.0054436 | 0.0058624 | 0.022 | 0.022
T5 | QF.2776.T5 | QF | QF.3.T5 | QUAD | 0.5 | -0.0667 | 0 | 0 | 0 | 2748.9102 | 19.1481 | -2.7245 | 2776.8337 | -0.00036512 | 0.0038641 | -1.41e-06 | 17.5 | 78.9736 | -8.4147 | 24.0008 | 79.986 | 6.4212 | 27.5604 | 0.0002 | 0 | 0 | 0 | 0.0056879 | 0.0057182 | 0.022 | 0.022
T5 | CXE.2786.T5 | CXE | _ | HKIC | 0.1 | 0 | 0 | 0 | 0 | 2758.3102 | 19.1118 | -2.7279 | 2786.2336 | -0.00036512 | 0.0038641 | -1.41e-06 | 17.5 | 310.7642 | -16.7799 | 24.0102 | 6.525 | 1.5637 | 27.6263 | 0.0003 | 0 | 0 | 0 | 0.01128 | 0.0016332 | 0.022 | 0.022
T5 | BPM.2786.T5 | BPM | _ | MONI | 0 | 0 | 0 | 0 | 0 | 2758.5102 | 19.111 | -2.728 | 2786.4336 | -0.00036512 | 0.0038641 | -1.41e-06 | 17.5 | 315.8187 | -16.9163 | 24.0103 | 6.0677 | 1.4845 | 27.6301 | 0.0003 | 0 | 0 | 0 | 0.011372 | 0.001575 | 0.022 | 0.022
T5 | QF.2786.T5 | QF | QF.4.T5 | QUAD | 0.5 | 0.0548 | 0 | 0 | 0 | 2758.9102 | 19.1094 | -2.7281 | 2786.8336 | -0.00036512 | 0.0038641 | -1.41e-06 | 17.5 | 329.1753 | 0.6812 | 24.0106 | 4.4921 | 0.8999 | 27.6501 | 0.0004 | 0 | 0 | 0 | 0.011612 | 0.0013551 | 0.022 | 0.022
T5 | CYE.2804.T5 | CYE | _ | VKIC | 0.1 | 0 | 0 | 0 | 0 | 2776.2402 | 19.0425 | -2.7344 | 2804.1635 | -0.00036512 | 0.0038641 | -1.41e-06 | 17.5 | 307.1438 | 0.605 | 24.0192 | 91.8853 | -6.0017 | 27.9905 | 0.0002 | 0 | 0 | 0 | 0.011211 | 0.0061288 | 0.022 | 0.022
T5 | BPM.2804.T5 | BPM | _ | MONI | 0 | 0 | 0 | 0 | 0 | 2776.4402 | 19.0417 | -2.7345 | 2804.3635 | -0.00036512 | 0.0038641 | -1.41e-06 | 17.5 | 306.9625 | 0.6043 | 24.0192 | 93.6948 | -6.0621 | 27.9907 | 0.0002 | 0 | 0 | 0 | 0.011208 | 0.0061889 | 0.022 | 0.022
T5 | QE.2805.T5 | QE | QE.3.T5 | QUAD | 1 | -0.2019 | 0 | 0 | 0 | 2777.0902 | 19.0392 | -2.7347 | 2805.0135 | -0.00036512 | 0.0038641 | -1.41e-06 | 17.5 | 371.6217 | -69.7497 | 24.0198 | 88.5411 | 12.6277 | 27.9927 | 0.0002 | 0 | 0 | 0 | 0.012332 | 0.0060163 | 0.022 | 0.022
T5 | CXE.2807.T5 | CXE | _ | HKIC | 0.1 | 0 | 0 | 0 | 0 | 2779.3802 | 19.0303 | -2.7356 | 2807.3035 | -0.00036512 | 0.0038641 | -1.41e-06 | 17.5 | 672.6317 | -93.8427 | 24.0204 | 48.2067 | 9.2932 | 27.9971 | 0.0003 | 0 | 0 | 0 | 0.016591 | 0.0044392 | 0.022 | 0.022
T5 | BPM.2807.T5 | BPM | _ | MONI | 0 | 0 | 0 | 0 | 0 | 2779.5802 | 19.0296 | -2.7356 | 2807.5035 | -0.00036512 | 0.0038641 | -1.41e-06 | 17.5 | 701.0791 | -95.8068 | 24.0204 | 45.4596 | 9.0213 | 27.9976 | 0.0003 | 0 | 0 | 0 | 0.016938 | 0.0043109 | 0.022 | 0.022
T5 | QE.2808.T5 | QE | QE.4.T5 | QUAD | 1 | 0.2021 | 0 | 0 | 0 | 2780.2302 | 19.027 | -2.7359 | 2808.1535 | -0.00036512 | 0.0038641 | -1.41e-06 | 17.5 | 774.748 | 56.186 | 24.0207 | 34.0233 | 0.6041 | 28.0025 | 0.0003 | 0 | 0 | 0 | 0.017806 | 0.0037294 | 0.022 | 0.022
T5 | CYE.2818.T5 | CYE | _ | VKIC | 0.1 | 0 | 0 | 0 | 0 | 2790.8102 | 18.9862 | -2.7397 | 2818.7334 | -0.00036512 | 0.0038641 | -1.41e-06 | 17.5 | 54.6853 | 14.8962 | 24.0285 | 25.9008 | 0.1977 | 28.0579 | 0 | 0 | 0 | 0 | 0.0047281 | 0.003254 | 0.022 | 0.022
T5 | BPM.2818.T5 | BPM | _ | MONI | 0 | 0 | 0 | 0 | 0 | 2791.0102 | 18.9854 | -2.7398 | 2818.9334 | -0.00036512 | 0.0038641 | -1.41e-06 | 17.5 | 50.3081 | 14.2848 | 24.029 | 25.8424 | 0.1917 | 28.0588 | 0 | 0 | 0 | 0 | 0.004535 | 0.0032503 | 0.022 | 0.022
T5 | QE.2819.T5 | QE | QE.1.T5 | QUAD | 1 | -0.3039 | 0 | 0 | 0 | 2791.6602 | 18.9829 | -2.7401 | 2819.5834 | -0.00036512 | 0.0038641 | -1.41e-06 | 17.5 | 32.8792 | 0.8761 | 24.0337 | 18.4474 | 6.3938 | 28.0667 | 0 | 0 | 0 | 0 | 0.0036662 | 0.0027461 | 0.022 | 0.022
T5 | T8START.2820.T5 | T8START | _ | MARK | 0 | 0 | 0 | 0 | 0 | 2792.3602 | 18.9802 | -2.7403 | 2820.2834 | -0.00036512 | 0.0038641 | -1.41e-06 | 17.5 | 32.5309 | 0.8654 | 24.0347 | 15.9807 | 5.9398 | 28.0686 | 0 | 0 | 0 | 0 | 0.0036467 | 0.002556 | #N/A | #N/A
T5 | BE.2821.T5 | BE | BE.1.T5 | RBEN | 2.5 | -0.0169 | 0 | 0 | 0 | 2793.6102 | 18.9648 | -2.7408 | 2821.5336 | -0.00036509 | -0.02156 | 4.78e-06 | 17.5 | 28.5401 | 0.731 | 24.0478 | 0.4708 | 0.2632 | 28.2511 | -0.0212 | -0.017 | 0 | 0 | 0.0040517 | 0.00043871 | 0.022 | 0.022
T5 | CXE.2823.T5 | CXE | _ | HKIC | 0.1 | 0 | 0 | 0 | 0 | 2795.8102 | 19.0041 | -2.7416 | 2823.7333 | -0.00036509 | -0.013086 | 4.78e-06 | 17.5 | 27.1319 | 0.6772 | 24.0535 | 2.2154 | -2.0078 | 28.4685 | -0.0382 | -0.017 | 0 | 0 | 0.0044764 | 0.00095166 | 0.022 | 0.022
T5 | BPM.2823.T5 | BPM | _ | MONI | 0 | 0 | 0 | 0 | 0 | 2796.0102 | 19.0068 | -2.7416 | 2823.9333 | -0.00036509 | -0.013086 | 4.78e-06 | 17.5 | 26.9299 | 0.6692 | 24.0544 | 2.8689 | -2.3484 | 28.478 | -0.0408 | -0.017 | 0 | 0 | 0.004542 | 0.001083 | 0.022 | 0.022
T5 | QE.2824.T5 | QE | QE.2.T5 | QUAD | 1 | 0.3039 | 0 | 0 | 0 | 2796.6602 | 19.0153 | -2.7419 | 2824.5832 | -0.00036509 | -0.013086 | 4.78e-06 | 17.5 | 18.3747 | 6.8303 | 24.0621 | 13.8891 | -8.5951 | 28.509 | -0.053 | -0.002 | 0 | 0 | 0.0043307 | 0.0023828 | 0.022 | 0.022
T5 | CYE.2828.T5 | CYE | _ | VKIC | 0.1 | 0 | 0 | 0 | 0 | 2800.8102 | 19.0696 | -2.7434 | 2828.7328 | -0.00036509 | -0.013086 | 4.78e-06 | 17.5 | 3.3343 | -2.7654 | 24.4838 | 151.294 | -28.5414 | 28.5219 | -0.0602 | -0.002 | 0 | 0 | 0.0029735 | 0.0078644 | 0.022 | 0.022
T5 | BPM.2828.T5 | BPM | _ | MONI | 0 | 0 | 0 | 0 | 0 | 2801.0102 | 19.0722 | -2.7435 | 2828.9328 | -0.00036509 | -0.013086 | 4.78e-06 | 17.5 | 4.2222 | -3.1544 | 24.4901 | 159.9777 | -29.35 | 28.522 | -0.0605 | -0.002 | 0 | 0 | 0.0031288 | 0.008087 | 0.022 | 0.022
T5 | QE.2829.T5 | QE | QE.1.T5 | QUAD | 1 | -0.3039 | 0 | 0 | 0 | 2801.6602 | 19.0807 | -2.7437 | 2829.5828 | -0.00036509 | -0.013086 | 4.78e-06 | 17.5 | 18.4624 | -11.0065 | 24.5123 | 176.252 | 23.5706 | 28.5231 | -0.0724 | -0.0217 | 0 | 0 | 0.0049193 | 0.0084883 | 0.022 | 0.022
T5 | CXE.2832.T5 | CXE | _ | HKIC | 0.1 | 0 | 0 | 0 | 0 | 2804.6102 | 19.1193 | -2.7448 | 2832.5325 | -0.00036509 | -0.013086 | 4.78e-06 | 17.5 | 114.8433 | -27.5459 | 24.5209 | 78.1355 | 15.676 | 28.5265 | -0.1266 | -0.0217 | 0 | 0 | 0.01065 | 0.0056517 | 0.022 | 0.022
T5 | BPM.2832.T5 | BPM | _ | MONI | 0 | 0 | 0 | 0 | 0 | 2804.8102 | 19.1219 | -2.7449 | 2832.7325 | -0.00036509 | -0.013086 | 4.78e-06 | 17.5 | 123.2559 | -28.5382 | 24.5211 | 73.5037 | 15.2024 | 28.5268 | -0.1298 | -0.0217 | 0 | 0 | 0.010992 | 0.0054816 | 0.022 | 0.022
T5 | SB.2833.T5 | SB | SB.1.T5 | SEXT | 1 | -10 | 0 | 0 | 0 | 2805.4602 | 19.1304 | -2.7451 | 2833.3824 | -0.00036509 | -0.013086 | 4.78e-06 | 17.5 | 197.6432 | -36.1464 | 24.5223 | 42.7145 | 11.5709 | 28.53 | -0.1548 | -0.0217 | 0 | 0 | 0.013633 | 0.0041787 | 0.022 | 0.022
T5 | QE.2834.T5 | QE | QE.2.T5 | QUAD | 1 | 0.3039 | 0 | 0 | 0 | 2806.6602 | 19.1461 | -2.7455 | 2834.5823 | -0.00036509 | -0.013086 | 4.78e-06 | 17.5 | 220.7217 | 29.9783 | 24.5231 | 27.9542 | 0.3378 | 28.5359 | -0.1562 | 0.0275 | 0 | 0 | 0.014185 | 0.0033805 | 0.022 | 0.022
T5 | SB.2835.T5 | SB | SB.2.T5 | SEXT | 1 | 6.1894 | 0 | 0 | 0 | 2807.8602 | 19.1618 | -2.746 | 2835.7822 | -0.00036509 | -0.013086 | 4.78e-06 | 17.5 | 154.6434 | 25.0869 | 24.5242 | 27.2008 | 0.29 | 28.5429 | -0.1232 | 0.0275 | 0 | 0 | 0.011647 | 0.0033346 | 0.022 | 0.022
T5 | CYE.2838.T5 | CYE | _ | VKIC | 0.1 | 0 | 0 | 0 | 0 | 2810.8102 | 19.2004 | -2.7471 | 2838.732 | -0.00036509 | -0.013086 | 4.78e-06 | 17.5 | 54.6849 | 14.8965 | 24.5285 | 25.9999 | 0.1904 | 28.5579 | -0.0545 | 0.0275 | 0 | 0 | 0.0063631 | 0.0032602 | 0.022 | 0.022
T5 | BPM.2838.T5 | BPM | _ | MONI | 0 | 0 | 0 | 0 | 0 | 2811.0102 | 19.203 | -2.7471 | 2838.932 | -0.00036509 | -0.013086 | 4.78e-06 | 17.5 | 50.3076 | 14.2851 | 24.529 | 25.9437 | 0.1844 | 28.5588 | -0.0504 | 0.0275 | 0 | 0 | 0.0060469 | 0.0032567 | 0.022 | 0.022
T5 | QE.2839.T5 | QE | QE.1.T5 | QUAD | 1 | -0.3039 | 0 | 0 | 0 | 2811.6602 | 19.2115 | -2.7474 | 2839.5819 | -0.00036509 | -0.013086 | 4.78e-06 | 17.5 | 32.8781 | 0.8765 | 24.5337 | 18.534 | 6.4162 | 28.5666 | -0.0246 | 0.017 | 0 | 0 | 0.0044041 | 0.0027526 | 0.022 | 0.022
T5 | BE.2841.T5 | BE | BE.1.T5 | RBEN | 2.5 | -0.0169 | 0 | 0 | 0 | 2813.6103 | 19.2265 | -2.7481 | 2841.5322 | -0.00036496 | -0.03851 | 1.096e-05 | 17.5 | 28.5372 | 0.7313 | 24.5478 | 0.472 | 0.2725 | 28.7497 | 0.0001 | 0 | 0 | 0 | 0.0034186 | 0.00043926 | 0.022 | 0.022
T5 | CXE.2843.T5 | CXE | _ | HKIC | 0.1 | 0 | 0 | 0 | 0 | 2815.8103 | 19.3031 | -2.7489 | 2843.7308 | -0.00036496 | -0.030035 | 1.096e-05 | 17.5 | 27.1284 | 0.6775 | 24.5535 | 2.2029 | -2.0034 | 28.9683 | 0.0001 | 0 | 0 | 0 | 0.0033332 | 0.00094897 | 0.022 | 0.022
T5 | BPM.2843.T5 | BPM | _ | MONI | 0 | 0 | 0 | 0 | 0 | 2816.0103 | 19.3091 | -2.7489 | 2843.9308 | -0.00036496 | -0.030035 | 1.096e-05 | 17.5 | 26.9264 | 0.6694 | 24.5544 | 2.8552 | -2.3448 | 28.9778 | 0.0001 | 0 | 0 | 0 | 0.0033208 | 0.0010804 | 0.022 | 0.022
T5 | QE.2844.T5 | QE | QE.2.T5 | QUAD | 1 | 0.3039 | 0 | 0 | 0 | 2816.6603 | 19.3286 | -2.7492 | 2844.5805 | -0.00036496 | -0.030035 | 1.096e-05 | 17.5 | 18.3716 | 6.8296 | 24.5621 | 13.8678 | -8.5907 | 29.009 | 0.0001 | 0 | 0 | 0 | 0.0027435 | 0.002381 | 0.022 | 0.022
T5 | CYE.2855.T5 | CYE | _ | VKIC | 0.1 | 0 | 0 | 0 | 0 | 2827.2403 | 19.6464 | -2.753 | 2855.1557 | -0.00036496 | -0.030035 | 1.096e-05 | 17.5 | 146.1193 | -19.4404 | 25.0308 | 741.4031 | -63.2292 | 29.025 | 0 | 0 | 0 | 0 | 0.0077287 | 0.017409 | 0.022 | 0.022
T5 | BPM.2855.T5 | BPM | _ | MONI | 0 | 0 | 0 | 0 | 0 | 2827.4403 | 19.6524 | -2.7531 | 2855.3556 | -0.00036496 | -0.030035 | 1.096e-05 | 17.5 | 152.0097 | -19.8294 | 25.031 | 760.4932 | -64.0383 | 29.025 | 0 | 0 | 0 | 0 | 0.007883 | 0.017632 | 0.022 | 0.022
T5 | QE.2856.T5 | QE | QE.3.T5 | QUAD | 1 | -0.2019 | 0 | 0 | 0 | 2828.0903 | 19.6719 | -2.7534 | 2856.0053 | -0.00036496 | -0.030035 | 1.096e-05 | 17.5 | 240.9968 | -68.2716 | 25.032 | 750.6841 | 92.0014 | 29.0252 | 0 | 0 | 0 | 0 | 0.0099257 | 0.017518 | 0.022 | 0.022
T5 | CXE.2858.T5 | CXE | _ | HKIC | 0.1 | 0 | 0 | 0 | 0 | 2830.3803 | 19.7407 | -2.7542 | 2858.2943 | -0.00036496 | -0.030035 | 1.096e-05 | 17.5 | 557.7298 | -103.8659 | 25.0328 | 450.2974 | 71.2522 | 29.0257 | 0 | 0 | 0 | 0 | 0.0151 | 0.013568 | 0.022 | 0.022
T5 | BPM.2858.T5 | BPM | _ | MONI | 0 | 0 | 0 | 0 | 0 | 2830.5803 | 19.7467 | -2.7543 | 2858.4942 | -0.00036496 | -0.030035 | 1.096e-05 | 17.5 | 589.3248 | -106.7676 | 25.0328 | 429.1754 | 69.5607 | 29.0258 | 0 | 0 | 0 | 0 | 0.015521 | 0.013246 | 0.022 | 0.022
T5 | QE.2859.T5 | QE | QE.4.T5 | QUAD | 1 | 0.2021 | 0 | 0 | 0 | 2831.2303 | 19.7662 | -2.7545 | 2859.1439 | -0.00036496 | -0.030035 | 1.096e-05 | 17.5 | 713.4342 | 24.2825 | 25.0331 | 354.1045 | -9.7935 | 29.0263 | 0 | 0 | 0 | 0 | 0.017078 | 0.012032 | 0.022 | 0.022
T5 | CXE.2878.T5 | CXE | _ | HKIC | 0.1 | 0 | 0 | 0 | 0 | 2850.5853 | 20.3474 | -2.7616 | 2878.4902 | -0.00036496 | -0.030035 | 1.096e-05 | 17.5 | 91.1978 | 8.6314 | 25.0449 | 822.2127 | -14.9676 | 29.0318 | -0.0001 | 0 | 0 | 0 | 0.0061089 | 0.018334 | 0.022 | 0.022
T5 | BPM.2878.T5 | BPM | _ | MONI | 0 | 0 | 0 | 0 | 0 | 2850.7853 | 20.3534 | -2.7616 | 2878.6901 | -0.00036496 | -0.030035 | 1.096e-05 | 17.5 | 88.6271 | 8.5072 | 25.0451 | 826.7091 | -15.0086 | 29.0319 | -0.0001 | 0 | 0 | 0 | 0.0060222 | 0.018384 | 0.022 | 0.022
T5 | QH.2878.T5 | QH | QH.2.T5 | QUAD | 0.2 | -0.046 | 0 | 0 | 0 | 2851.0353 | 20.361 | -2.7617 | 2878.94 | -0.00036496 | -0.030035 | 1.096e-05 | 17.5 | 83.5466 | 4.3905 | 25.0458 | 829.596 | 23.1342 | 29.0319 | -0.0001 | 0 | 0 | 0 | 0.0058471 | 0.018416 | 0.022 | 0.022
T5 | CYE.2900.T5 | CYE | _ | VKIC | 0.1 | 0 | 0 | 0 | 0 | 2872.3353 | 21.0006 | -2.7695 | 2900.2303 | -0.00036496 | -0.030035 | 1.096e-05 | 17.5 | 6.5433 | -0.7669 | 25.3643 | 138.2492 | 9.3997 | 29.0419 | -0.0003 | 0 | 0 | 0 | 0.0016445 | 0.0075177 | 0.022 | 0.022
T5 | BPM.2900.T5 | BPM | _ | MONI | 0 | 0 | 0 | 0 | 0 | 2872.5353 | 21.0066 | -2.7696 | 2900.4303 | -0.00036496 | -0.030035 | 1.096e-05 | 17.5 | 6.7788 | -0.8033 | 25.3678 | 135.4438 | 9.3028 | 29.0421 | -0.0003 | 0 | 0 | 0 | 0.0016737 | 0.0074411 | 0.022 | 0.022
T5 | QH.2900.T5 | QH | QH.1.T5 | QUAD | 0.2 | 0.046 | 0 | 0 | 0 | 2872.7853 | 21.0141 | -2.7697 | 2900.6801 | -0.00036496 | -0.030035 | 1.096e-05 | 17.5 | 7.3044 | -0.5517 | 25.3757 | 130.2115 | 3.1117 | 29.0425 | -0.0003 | 0 | 0 | 0 | 0.001737 | 0.0072959 | 0.022 | 0.022
T5 | CYE.2923.T5 | CYE | _ | VKIC | 0.1 | 0 | 0 | 0 | 0 | 2895.8103 | 21.7056 | -2.7781 | 2923.6948 | -0.00036496 | -0.030035 | 1.096e-05 | 17.5 | 126.9118 | -4.6543 | 25.5118 | 30.5337 | 1.2268 | 29.1019 | -0.0002 | 0 | 0 | 0 | 0.0072089 | 0.003533 | 0.022 | 0.022
T5 | BPM.2923.T5 | BPM | _ | MONI | 0 | 0 | 0 | 0 | 0 | 2896.0103 | 21.7116 | -2.7781 | 2923.8947 | -0.00036496 | -0.030035 | 1.096e-05 | 17.5 | 128.3121 | -4.6811 | 25.512 | 30.1675 | 1.2145 | 29.1027 | -0.0002 | 0 | 0 | 0 | 0.0072485 | 0.0035118 | 0.022 | 0.022
T5 | QF.2924.T5 | QF | QF.7.T5 | QUAD | 0.5 | -0.059 | 0 | 0 | 0 | 2896.4103 | 21.7236 | -2.7783 | 2924.2945 | -0.00036496 | -0.030035 | 1.096e-05 | 17.5 | 138.4284 | -12.8789 | 25.5128 | 27.7765 | 2.8148 | 29.1062 | -0.0002 | 0 | 0 | 0 | 0.0075286 | 0.0033697 | 0.022 | 0.022
T5 | CXE.2936.T5 | CXE | _ | HKIC | 0.1 | 0 | 0 | 0 | 0 | 2908.8103 | 22.096 | -2.7828 | 2936.6889 | -0.00036496 | -0.030035 | 1.096e-05 | 17.5 | 632.0898 | -27.5852 | 25.5194 | 6.9096 | -1.1044 | 29.4348 | -0.0003 | 0 | 0 | 0 | 0.016084 | 0.0016807 | 0.022 | 0.022
T5 | BPM.2936.T5 | BPM | _ | MONI | 0 | 0 | 0 | 0 | 0 | 2909.0103 | 22.102 | -2.7829 | 2936.8888 | -0.00036496 | -0.030035 | 1.096e-05 | 17.5 | 640.3924 | -27.766 | 25.5194 | 7.2481 | -1.1526 | 29.4381 | -0.0003 | 0 | 0 | 0 | 0.016189 | 0.0017213 | 0.022 | 0.022
T5 | QF.2937.T5 | QF | QF.8.T5 | QUAD | 0.5 | 0.077 | 0 | 0 | 0 | 2909.4103 | 22.114 | -2.783 | 2937.2886 | -0.00036496 | -0.030035 | 1.096e-05 | 17.5 | 651.608 | 22.3031 | 25.5196 | 9.2109 | -2.06 | 29.4509 | -0.0003 | 0 | 0 | 0 | 0.01633 | 0.0019405 | 0.022 | 0.022
T5 | CYE.2949.T5 | CYE | _ | VKIC | 0.1 | 0 | 0 | 0 | 0 | 2921.8103 | 22.4864 | -2.7876 | 2949.683 | -0.00036496 | -0.030035 | 1.096e-05 | 17.5 | 221.2624 | 12.9711 | 25.5247 | 144.2115 | -9.0056 | 29.5053 | -0.0001 | 0 | 0 | 0 | 0.0095136 | 0.0076781 | 0.022 | 0.022
T5 | BPM.2949.T5 | BPM | _ | MONI | 0 | 0 | 0 | 0 | 0 | 2922.0103 | 22.4924 | -2.7876 | 2949.8829 | -0.00036496 | -0.030035 | 1.096e-05 | 17.5 | 217.3883 | 12.8563 | 25.5248 | 146.926 | -9.091 | 29.5054 | -0.0001 | 0 | 0 | 0 | 0.00943 | 0.0077501 | 0.022 | 0.022
T5 | QF.2950.T5 | QF | QF.9.T5 | QUAD | 0.5 | -0.0811 | 0 | 0 | 0 | 2922.4103 | 22.5044 | -2.7878 | 2950.2828 | -0.00036496 | -0.030035 | 1.096e-05 | 17.5 | 209.4261 | -4.3854 | 25.5253 | 152.7527 | 3.0867 | 29.5061 | -0.0001 | 0 | 0 | 0 | 0.0092558 | 0.0079022 | 0.022 | 0.022
T5 | CXE.2962.T5 | CXE | _ | HKIC | 0.1 | 0 | 0 | 0 | 0 | 2934.8103 | 22.8768 | -2.7923 | 2962.6772 | -0.00036496 | -0.030035 | 1.096e-05 | 17.5 | 330.8098 | -5.564 | 25.5327 | 87.6955 | 2.2459 | 29.5229 | 0 | 0 | 0 | 0 | 0.011629 | 0.0059875 | 0.022 | 0.022
T5 | BPM.2962.T5 | BPM | _ | MONI | 0 | 0 | 0 | 0 | 0 | 2935.0103 | 22.8828 | -2.7924 | 2962.8771 | -0.00036496 | -0.030035 | 1.096e-05 | 17.5 | 332.4812 | -5.5785 | 25.5327 | 87.0233 | 2.2355 | 29.5232 | 0 | 0 | 0 | 0 | 0.011658 | 0.0059645 | 0.022 | 0.022
T5 | QF.2963.T5 | QF | QF.10.T5 | QUAD | 0.5 | 0.1002 | 0 | 0 | 0 | 2935.4103 | 22.8948 | -2.7925 | 2963.2769 | -0.00036496 | -0.030035 | 1.096e-05 | 17.5 | 323.126 | 27.2851 | 25.533 | 88.4703 | -6.5278 | 29.5244 | 0 | 0 | 0 | 0 | 0.011493 | 0.0060139 | 0.022 | 0.022
T5 | CXA.2971.T5 | CXA | _ | HKIC | 0.055 | 0 | 0 | 0 | 0 | 2943.7514 | 23.1453 | -2.7956 | 2971.6142 | -0.00036496 | -0.030035 | 1.096e-05 | 17.5 | 32.1558 | 8.5549 | 25.5457 | 226.9563 | -10.53 | 29.5335 | 0 | 0 | 0 | 0 | 0.0036256 | 0.0096322 | 0.007 | 0.007
T5 | QA.2971.T5 | QA | QA.3.T5 | QUAD | 0.1 | -0.136 | 0 | 0 | 0 | 2943.9289 | 23.1506 | -2.7956 | 2971.7917 | -0.00036496 | -0.030035 | 1.096e-05 | 17.5 | 29.2275 | 4.1362 | 25.5468 | 228.0666 | 20.5399 | 29.5337 | 0.0001 | 0 | 0 | 0 | 0.0034596 | 0.0096558 | 0.007 | 0.007
T5 | BPM.2971.T5 | BPM | _ | MONI | 0 | 0 | 0 | 0 | 0 | 2943.9789 | 23.1521 | -2.7957 | 2971.8416 | -0.00036496 | -0.030035 | 1.096e-05 | 17.5 | 29.2275 | 4.1362 | 25.5468 | 228.0666 | 20.5399 | 29.5337 | 0.0001 | 0 | 0 | 0 | 0.0034596 | 0.0096558 | 0.022 | 0.022
T5 | CYA.2972.T5 | CYA | _ | VKIC | 0.055 | 0 | 0 | 0 | 0 | 2944.1564 | 23.1575 | -2.7957 | 2972.019 | -0.00036496 | -0.030035 | 1.096e-05 | 17.5 | 27.5577 | 4.0092 | 25.5479 | 219.7232 | 20.1597 | 29.5338 | 0.0001 | 0 | 0 | 0 | 0.0033594 | 0.0094775 | 0.007 | 0.007
T5 | CXA.2977.T5 | CXA | _ | HKIC | 0.055 | 0 | 0 | 0 | 0 | 2949.8514 | 23.3285 | -2.7978 | 2977.7115 | -0.00036496 | -0.030035 | 1.096e-05 | 17.5 | 1.9872 | 0.4808 | 25.6877 | 50.2417 | 9.6 | 29.5424 | 0.0001 | 0 | 0 | 0 | 0.00090431 | 0.004532 | 0.007 | 0.007
T5 | QA.2977.T5 | QA | QA.4.T5 | QUAD | 0.1 | 0.136 | 0 | 0 | 0 | 2950.0289 | 23.3338 | -2.7979 | 2977.8889 | -0.00036496 | -0.030035 | 1.096e-05 | 17.5 | 1.7947 | 0.6019 | 25.7045 | 47.1195 | 2.8485 | 29.5431 | 0.0002 | 0 | 0 | 0 | 0.00086255 | 0.0043889 | 0.007 | 0.007
T5 | BPM.2977.T5 | BPM | _ | MONI | 0 | 0 | 0 | 0 | 0 | 2950.0789 | 23.3353 | -2.7979 | 2977.9389 | -0.00036496 | -0.030035 | 1.096e-05 | 17.5 | 1.7947 | 0.6019 | 25.7045 | 47.1195 | 2.8485 | 29.5431 | 0.0002 | 0 | 0 | 0 | 0.00086255 | 0.0043889 | 0.022 | 0.022
T5 | CYA.2978.T5 | CYA | _ | VKIC | 0.055 | 0 | 0 | 0 | 0 | 2950.2564 | 23.3406 | -2.7979 | 2978.1163 | -0.00036496 | -0.030035 | 1.096e-05 | 17.5 | 1.5798 | 0.4463 | 25.7239 | 45.9597 | 2.8089 | 29.5438 | 0.0001 | 0 | 0 | 0 | 0.00080663 | 0.0043346 | 0.007 | 0.007
T5 | END.2978.T5 | END | _ | MARK | 0 | 0 | 0 | 0 | 0 | 2950.4439 | 23.3463 | -2.798 | 2978.3037 | -0.00036496 | -0.030035 | 1.096e-05 | 17.5 | 1.4564 | 0.3248 | 25.7407 | 45.0659 | 2.7779 | 29.5443 | 0.0001 | 0 | 0 | 0 | 0.00077461 | 0.0042922 | #N/A | #N/A
UN2 | START.2978.UN2 | START | _ | MARK | 0 | 0 | 0 | 0 | 0 | 2950.4439 | 23.3463 | -2.798 | 2978.3037 | -0.00036496 | -0.030035 | 1.096e-05 | 17.5 | 1.4564 | 0.3248 | 25.7407 | 45.0659 | 2.7779 | 29.5443 | 0.0001 | 0 | 0 | 0 | 0.00077461 | 0.0042922 | #N/A | #N/A
UN2 | UNDU.2980.UN2 | UNDU | _ | UNDULATO | 5 | 0 | 0 | 0 | 0 | 2952.9439 | 23.4213 | -2.7989 | 2980.8026 | -0.00036496 | -0.030035 | 1.096e-05 | 17.5 | 17.1845 | -3.4704 | 25.9961 | 22.1223 | 1.8108 | 29.5697 | 0.0001 | 0 | 0 | 0 | 0.0026535 | 0.0030073 | 0.003 | 0.003
UN2 | CXA.2983.UN2 | CXA | _ | HKIC | 0.055 | 0 | 0 | 0 | 0 | 2955.8964 | 23.51 | -2.8 | 2983.7538 | -0.00036496 | -0.030035 | 1.096e-05 | 17.5 | 20.691 | -3.8348 | 26.0001 | 20.4285 | 1.718 | 29.5733 | 0.0001 | 0 | 0 | 0 | 0.0029113 | 0.0028898 | 0.007 | 0.007
UN2 | QA.2983.UN2 | QA | QA.1.UN2 | QUAD | 0.1 | -0.136 | 0 | 0 | 0 | 2956.1289 | 23.517 | -2.8001 | 2983.9861 | -0.00036496 | -0.030035 | 1.096e-05 | 17.5 | 23.0026 | -7.1433 | 26.002 | 19.2985 | 4.306 | 29.5753 | 0.0001 | 0 | 0 | 0 | 0.0030695 | 0.0028088 | 0.007 | 0.007
UN2 | BPM.2984.UN2 | BPM | _ | MONI | 0 | 0 | 0 | 0 | 0 | 2956.1789 | 23.5185 | -2.8001 | 2984.0361 | -0.00036496 | -0.030035 | 1.096e-05 | 17.5 | 23.0026 | -7.1433 | 26.002 | 19.2985 | 4.306 | 29.5753 | 0.0001 | 0 | 0 | 0 | 0.0030695 | 0.0028088 | 0.022 | 0.022
UN2 | CYA.2984.UN2 | CYA | _ | VKIC | 0.055 | 0 | 0 | 0 | 0 | 2956.3564 | 23.5238 | -2.8002 | 2984.2135 | -0.00036496 | -0.030035 | 1.096e-05 | 17.5 | 26.0264 | -7.6069 | 26.0033 | 17.5756 | 4.0984 | 29.5771 | 0.0001 | 0 | 0 | 0 | 0.0032648 | 0.0026805 | 0.007 | 0.007
UN2 | UNDU.2986.UN2 | UNDU | _ | UNDULATO | 5 | 0 | 0 | 0 | 0 | 2959.0439 | 23.6045 | -2.8012 | 2986.8998 | -0.00036496 | -0.030035 | 1.096e-05 | 17.5 | 164.7505 | -19.2776 | 26.0159 | 2.2409 | -1.1265 | 29.9234 | 0.0002 | 0 | 0 | 0 | 0.0082127 | 0.00095712 | 0.003 | 0.003
UN2 | CXA.2989.UN2 | CXA | _ | HKIC | 0.055 | 0 | 0 | 0 | 0 | 2961.9964 | 23.6932 | -2.8022 | 2989.851 | -0.00036496 | -0.030035 | 1.096e-05 | 17.5 | 183.7781 | -20.3632 | 26.0163 | 3.5557 | -1.6126 | 29.9506 | 0.0002 | 0 | 0 | 0 | 0.0086737 | 0.0012056 | 0.007 | 0.007
UN2 | QA.2990.UN2 | QA | QA.2.UN2 | QUAD | 0.1 | 0.136 | 0 | 0 | 0 | 2962.2289 | 23.7002 | -2.8023 | 2990.0834 | -0.00036496 | -0.030035 | 1.096e-05 | 17.5 | 191.6977 | 5.2573 | 26.0165 | 4.503 | -2.4802 | 29.9608 | 0.0002 | 0 | 0 | 0 | 0.0088585 | 0.0013568 | 0.007 | 0.007
UN2 | BPM.2990.UN2 | BPM | _ | MONI | 0 | 0 | 0 | 0 | 0 | 2962.2789 | 23.7017 | -2.8023 | 2990.1334 | -0.00036496 | -0.030035 | 1.096e-05 | 17.5 | 191.6977 | 5.2573 | 26.0165 | 4.503 | -2.4802 | 29.9608 | 0.0002 | 0 | 0 | 0 | 0.0088585 | 0.0013568 | 0.022 | 0.022
UN2 | CYA.2990.UN2 | CYA | _ | VKIC | 0.055 | 0 | 0 | 0 | 0 | 2962.4564 | 23.707 | -2.8024 | 2990.3108 | -0.00036496 | -0.030035 | 1.096e-05 | 17.5 | 189.5485 | 5.2267 | 26.0167 | 5.5866 | -2.8057 | 29.9673 | 0.0002 | 0 | 0 | 0 | 0.0088087 | 0.0015112 | 0.007 | 0.007
UN2 | UNDU.2992.UN2 | UNDU | _ | UNDULATO | 5 | 0 | 0 | 0 | 0 | 2965.1439 | 23.7877 | -2.8034 | 2992.9971 | -0.00036496 | -0.030035 | 1.096e-05 | 17.5 | 139.5868 | 4.4558 | 26.0218 | 76.8268 | -11.0005 | 30.0074 | 0.0001 | 0 | 0 | 0 | 0.007557 | 0.0056042 | 0.003 | 0.003
UN2 | CXA.2995.UN2 | CXA | _ | HKIC | 0.055 | 0 | 0 | 0 | 0 | 2968.0964 | 23.8764 | -2.8045 | 2995.9483 | -0.00036496 | -0.030035 | 1.096e-05 | 17.5 | 135.3437 | 4.3841 | 26.0223 | 87.7532 | -11.7628 | 30.0083 | 0.0001 | 0 | 0 | 0 | 0.0074413 | 0.0059894 | 0.007 | 0.007
UN2 | QA.2996.UN2 | QA | QA.1.UN2 | QUAD | 0.1 | -0.136 | 0 | 0 | 0 | 2968.3289 | 23.8834 | -2.8045 | 2996.1806 | -0.00036496 | -0.030035 | 1.096e-05 | 17.5 | 134.9407 | -13.9291 | 26.0226 | 92.5953 | 0.486 | 30.0088 | 0.0001 | 0 | 0 | 0 | 0.0074302 | 0.0061525 | 0.007 | 0.007
UN2 | BPM.2996.UN2 | BPM | _ | MONI | 0 | 0 | 0 | 0 | 0 | 2968.3789 | 23.8849 | -2.8046 | 2996.2306 | -0.00036496 | -0.030035 | 1.096e-05 | 17.5 | 134.9407 | -13.9291 | 26.0226 | 92.5953 | 0.486 | 30.0088 | 0.0001 | 0 | 0 | 0 | 0.0074302 | 0.0061525 | 0.022 | 0.022
UN2 | CYA.2996.UN2 | CYA | _ | VKIC | 0.055 | 0 | 0 | 0 | 0 | 2968.5564 | 23.8902 | -2.8046 | 2996.408 | -0.00036496 | -0.030035 | 1.096e-05 | 17.5 | 140.7124 | -14.2254 | 26.0229 | 92.3966 | 0.4833 | 30.0091 | 0.0001 | 0 | 0 | 0 | 0.0075874 | 0.0061459 | 0.007 | 0.007
UN2 | UNDU.2999.UN2 | UNDU | _ | UNDULATO | 5 | 0 | 0 | 0 | 0 | 2971.2439 | 23.9709 | -2.8056 | 2999.0943 | -0.00036496 | -0.030035 | 1.096e-05 | 17.5 | 325.998 | -21.6827 | 26.0267 | 87.7644 | 0.4144 | 30.0182 | 0.0001 | 0 | 0 | 0 | 0.011547 | 0.0059898 | 0.003 | 0.003
UN2 | CXA.3002.UN2 | CXA | _ | HKIC | 0.055 | 0 | 0 | 0 | 0 | 2974.1964 | 24.0596 | -2.8067 | 3002.0455 | -0.00036496 | -0.030035 | 1.096e-05 | 17.5 | 347.1464 | -22.3764 | 26.0269 | 87.3696 | 0.408 | 30.0191 | 0.0001 | 0 | 0 | 0 | 0.011916 | 0.0059763 | 0.007 | 0.007
UN2 | QA.3002.UN2 | QA | QA.2.UN2 | QUAD | 0.1 | 0.136 | 0 | 0 | 0 | 2974.4289 | 24.0666 | -2.8068 | 3002.2779 | -0.00036496 | -0.030035 | 1.096e-05 | 17.5 | 353.8157 | 25.6086 | 26.027 | 88.354 | -11.5613 | 30.0196 | 0.0001 | 0 | 0 | 0 | 0.01203 | 0.0060099 | 0.007 | 0.007
UN2 | BPM.3002.UN2 | BPM | _ | MONI | 0 | 0 | 0 | 0 | 0 | 2974.4789 | 24.0681 | -2.8068 | 3002.3279 | -0.00036496 | -0.030035 | 1.096e-05 | 17.5 | 353.8157 | 25.6086 | 26.027 | 88.354 | -11.5613 | 30.0196 | 0.0001 | 0 | 0 | 0 | 0.01203 | 0.0060099 | 0.022 | 0.022
UN2 | CYA.3002.UN2 | CYA | _ | VKIC | 0.055 | 0 | 0 | 0 | 0 | 2974.6564 | 24.0734 | -2.8068 | 3002.5053 | -0.00036496 | -0.030035 | 1.096e-05 | 17.5 | 343.3942 | 25.228 | 26.0271 | 93.1581 | -11.8737 | 30.0199 | 0.0001 | 0 | 0 | 0 | 0.011851 | 0.0061711 | 0.007 | 0.007
UN2 | UNDU.3005.UN2 | UNDU | _ | UNDULATO | 5 | 0 | 0 | 0 | 0 | 2977.3439 | 24.1541 | -2.8078 | 3005.1916 | -0.00036496 | -0.030035 | 1.096e-05 | 17.5 | 132.467 | 15.6494 | 26.031 | 256.2755 | -19.7382 | 30.0253 | 0 | 0 | 0 | 0 | 0.0073588 | 0.010235 | 0.003 | 0.003
UN2 | CXA.3008.UN2 | CXA | _ | HKIC | 0.055 | 0 | 0 | 0 | 0 | 2980.2964 | 24.2428 | -2.8089 | 3008.1427 | -0.00036496 | -0.030035 | 1.096e-05 | 17.5 | 117.8713 | 14.7583 | 26.0316 | 275.5753 | -20.4698 | 30.0255 | 0 | 0 | 0 | 0 | 0.0069416 | 0.010614 | 0.007 | 0.007
UN2 | QA.3008.UN2 | QA | QA.1.UN2 | QUAD | 0.1 | -0.136 | 0 | 0 | 0 | 2980.5289 | 24.2497 | -2.809 | 3008.3751 | -0.00036496 | -0.030035 | 1.096e-05 | 17.5 | 111.988 | -0.8808 | 26.0319 | 282.258 | 17.7156 | 30.0257 | 0 | 0 | 0 | 0 | 0.0067661 | 0.010742 | 0.007 | 0.007
UN2 | BPM.3008.UN2 | BPM | _ | MONI | 0 | 0 | 0 | 0 | 0 | 2980.5789 | 24.2512 | -2.809 | 3008.4251 | -0.00036496 | -0.030035 | 1.096e-05 | 17.5 | 111.988 | -0.8808 | 26.0319 | 282.258 | 17.7156 | 30.0257 | 0 | 0 | 0 | 0 | 0.0067661 | 0.010742 | 0.022 | 0.022
UN2 | CYA.3008.UN2 | CYA | _ | VKIC | 0.055 | 0 | 0 | 0 | 0 | 2980.7564 | 24.2566 | -2.8091 | 3008.6025 | -0.00036496 | -0.030035 | 1.096e-05 | 17.5 | 112.3498 | -0.8841 | 26.0322 | 275.0414 | 17.487 | 30.0258 | 0 | 0 | 0 | 0 | 0.0067771 | 0.010604 | 0.007 | 0.007
UN2 | UNDU.3011.UN2 | UNDU | _ | UNDULATO | 5 | 0 | 0 | 0 | 0 | 2983.4439 | 24.3373 | -2.8101 | 3011.2888 | -0.00036496 | -0.030035 | 1.096e-05 | 17.5 | 121.8959 | -0.9659 | 26.0393 | 124.2754 | 11.7313 | 30.0303 | 0 | 0 | 0 | 0 | 0.0070591 | 0.0071277 | 0.003 | 0.003
UN2 | CXA.3014.UN2 | CXA | _ | HKIC | 0.055 | 0 | 0 | 0 | 0 | 2986.3964 | 24.426 | -2.8111 | 3014.24 | -0.00036496 | -0.030035 | 1.096e-05 | 17.5 | 122.8269 | -0.9735 | 26.0399 | 113.2704 | 11.1958 | 30.0309 | 0 | 0 | 0 | 0 | 0.007086 | 0.0068048 | 0.007 | 0.007
UN2 | QA.3014.UN2 | QA | QA.2.UN2 | QUAD | 0.1 | 0.136 | 0 | 0 | 0 | 2986.6289 | 24.4329 | -2.8112 | 3014.4724 | -0.00036496 | -0.030035 | 1.096e-05 | 17.5 | 121.6551 | 15.6484 | 26.0402 | 109.114 | -3.8655 | 30.0313 | 0 | 0 | 0 | 0 | 0.0070521 | 0.0066788 | 0.007 | 0.007
UN2 | BPM.3014.UN2 | BPM | _ | MONI | 0 | 0 | 0 | 0 | 0 | 2986.6789 | 24.4344 | -2.8112 | 3014.5224 | -0.00036496 | -0.030035 | 1.096e-05 | 17.5 | 121.6551 | 15.6484 | 26.0402 | 109.114 | -3.8655 | 30.0313 | 0 | 0 | 0 | 0 | 0.0070521 | 0.0066788 | 0.022 | 0.022
UN2 | CYA.3014.UN2 | CYA | _ | VKIC | 0.055 | 0 | 0 | 0 | 0 | 2986.8564 | 24.4398 | -2.8113 | 3014.6998 | -0.00036496 | -0.030035 | 1.096e-05 | 17.5 | 115.3242 | 15.2341 | 26.0405 | 110.705 | -3.8954 | 30.0316 | 0 | 0 | 0 | 0 | 0.0068662 | 0.0067273 | 0.007 | 0.007
UN2 | UNDU.3017.UN2 | UNDU | _ | UNDULATO | 5 | 0 | 0 | 0 | 0 | 2989.5439 | 24.5205 | -2.8123 | 3017.3861 | -0.00036496 | -0.030035 | 1.096e-05 | 17.5 | 11.9205 | 4.8054 | 26.0627 | 154.7961 | -4.6493 | 30.0378 | -0.0001 | 0 | 0 | 0 | 0.0022105 | 0.0079549 | 0.003 | 0.003
UN2 | CXA.3020.UN2 | CXA | _ | HKIC | 0.055 | 0 | 0 | 0 | 0 | 2992.4964 | 24.6091 | -2.8134 | 3020.3372 | -0.00036496 | -0.030035 | 1.096e-05 | 17.5 | 7.7729 | 3.8353 | 26.0706 | 159.2932 | -4.7195 | 30.0383 | -0.0001 | 0 | 0 | 0 | 0.0017856 | 0.0080696 | 0.007 | 0.007
UN2 | QA.3020.UN2 | QA | QA.1.UN2 | QUAD | 0.1 | -0.136 | 0 | 0 | 0 | 2992.7289 | 24.6161 | -2.8134 | 3020.5696 | -0.00036496 | -0.030035 | 1.096e-05 | 17.5 | 6.0327 | 2.5038 | 26.0766 | 159.5239 | 17.0445 | 30.0386 | -0.0001 | 0 | 0 | 0 | 0.0015734 | 0.0080755 | 0.007 | 0.007
UN2 | BPM.3020.UN2 | BPM | _ | MONI | 0 | 0 | 0 | 0 | 0 | 2992.7789 | 24.6176 | -2.8135 | 3020.6196 | -0.00036496 | -0.030035 | 1.096e-05 | 17.5 | 6.0327 | 2.5038 | 26.0766 | 159.5239 | 17.0445 | 30.0386 | -0.0001 | 0 | 0 | 0 | 0.0015734 | 0.0080755 | 0.022 | 0.022
UN2 | CYA.3020.UN2 | CYA | _ | VKIC | 0.055 | 0 | 0 | 0 | 0 | 2992.9564 | 24.623 | -2.8135 | 3020.797 | -0.00036496 | -0.030035 | 1.096e-05 | 17.5 | 5.0567 | 2.2568 | 26.0825 | 152.6124 | 16.6699 | 30.0388 | -0.0001 | 0 | 0 | 0 | 0.0014408 | 0.0078986 | 0.007 | 0.007
UN2 | UNDU.3023.UN2 | UNDU | _ | UNDULATO | 5 | 0 | 0 | 0 | 0 | 2995.6439 | 24.7037 | -2.8145 | 3023.4833 | -0.00036496 | -0.030035 | 1.096e-05 | 17.5 | 13.8494 | -3.9608 | 26.4768 | 29.235 | 7.2405 | 30.0511 | -0.0002 | 0 | 0 | 0 | 0.0023854 | 0.0034571 | 0.003 | 0.003
UN2 | CXA.3026.UN2 | CXA | _ | HKIC | 0.055 | 0 | 0 | 0 | 0 | 2998.5964 | 24.7923 | -2.8156 | 3026.4345 | -0.00036496 | -0.030035 | 1.096e-05 | 17.5 | 17.9295 | -4.5392 | 26.4816 | 22.7052 | 6.3633 | 30.0541 | -0.0002 | 0 | 0 | 0 | 0.0027133 | 0.0030466 | 0.007 | 0.007
UN2 | QA.3026.UN2 | QA | QA.2.UN2 | QUAD | 0.1 | 0.136 | 0 | 0 | 0 | 2998.8289 | 24.7993 | -2.8157 | 3026.6669 | -0.00036496 | -0.030035 | 1.096e-05 | 17.5 | 20.0519 | -2.1066 | 26.4837 | 19.8517 | 3.2096 | 30.056 | -0.0002 | 0 | 0 | 0 | 0.0028691 | 0.0028487 | 0.007 | 0.007
UN2 | BPM.3026.UN2 | BPM | _ | MONI | 0 | 0 | 0 | 0 | 0 | 2998.8789 | 24.8008 | -2.8157 | 3026.7169 | -0.00036496 | -0.030035 | 1.096e-05 | 17.5 | 20.0519 | -2.1066 | 26.4837 | 19.8517 | 3.2096 | 30.056 | -0.0002 | 0 | 0 | 0 | 0.0028691 | 0.0028487 | 0.022 | 0.022
UN2 | CYA.3026.UN2 | CYA | _ | VKIC | 0.055 | 0 | 0 | 0 | 0 | 2999.0564 | 24.8061 | -2.8158 | 3026.8943 | -0.00036496 | -0.030035 | 1.096e-05 | 17.5 | 20.9271 | -2.1622 | 26.4853 | 18.5597 | 3.0929 | 30.0577 | -0.0002 | 0 | 0 | 0 | 0.0029309 | 0.0027545 | 0.007 | 0.007
UN2 | UNDU.3029.UN2 | UNDU | _ | UNDULATO | 5 | 0 | 0 | 0 | 0 | 3001.7439 | 24.8868 | -2.8167 | 3029.5806 | -0.00036496 | -0.030035 | 1.096e-05 | 17.5 | 50.4619 | -3.5616 | 26.5107 | 1.7989 | 0.1553 | 30.2334 | -0.0001 | 0 | 0 | 0 | 0.0045449 | 0.00085755 | 0.003 | 0.003
UN2 | CXA.3032.UN2 | CXA | _ | HKIC | 0.055 | 0 | 0 | 0 | 0 | 3004.6964 | 24.9755 | -2.8178 | 3032.5317 | -0.00036496 | -0.030035 | 1.096e-05 | 17.5 | 53.9434 | -3.6917 | 26.5122 | 1.781 | -0.118 | 30.2766 | -0.0001 | 0 | 0 | 0 | 0.004699 | 0.00085327 | 0.007 | 0.007
UN2 | QA.3032.UN2 | QA | QA.1.UN2 | QUAD | 0.1 | -0.136 | 0 | 0 | 0 | 3004.9289 | 24.9825 | -2.8179 | 3032.7641 | -0.00036496 | -0.030035 | 1.096e-05 | 17.5 | 56.6036 | -11.4267 | 26.5129 | 1.853 | -0.0101 | 30.2989 | -0.0001 | 0 | 0 | 0 | 0.0048134 | 0.00087035 | 0.007 | 0.007
UN2 | BPM.3032.UN2 | BPM | _ | MONI | 0 | 0 | 0 | 0 | 0 | 3004.9789 | 24.984 | -2.8179 | 3032.8141 | -0.00036496 | -0.030035 | 1.096e-05 | 17.5 | 56.6036 | -11.4267 | 26.5129 | 1.853 | -0.0101 | 30.2989 | -0.0001 | 0 | 0 | 0 | 0.0048134 | 0.00087035 | 0.022 | 0.022
UN2 | CYA.3032.UN2 | CYA | _ | VKIC | 0.055 | 0 | 0 | 0 | 0 | 3005.1564 | 24.9893 | -2.818 | 3032.9915 | -0.00036496 | -0.030035 | 1.096e-05 | 17.5 | 61.3862 | -11.9032 | 26.5135 | 1.8798 | -0.1208 | 30.3164 | -0.0001 | 0 | 0 | 0 | 0.0050125 | 0.00087662 | 0.007 | 0.007
UN2 | UNDU.3035.UN2 | UNDU | _ | UNDULATO | 5 | 0 | 0 | 0 | 0 | 3007.8439 | 25.07 | -2.819 | 3035.6778 | -0.00036496 | -0.030035 | 1.096e-05 | 17.5 | 246.1148 | -23.897 | 26.5202 | 17.4971 | -2.9058 | 30.4945 | -0.0002 | 0 | 0 | 0 | 0.010037 | 0.0026745 | 0.003 | 0.003
UN2 | CXA.3038.UN2 | CXA | _ | HKIC | 0.055 | 0 | 0 | 0 | 0 | 3010.7964 | 25.1587 | -2.82 | 3038.629 | -0.00036496 | -0.030035 | 1.096e-05 | 17.5 | 269.5915 | -25.0127 | 26.5205 | 20.4111 | -3.1649 | 30.4986 | -0.0002 | 0 | 0 | 0 | 0.010504 | 0.0028886 | 0.007 | 0.007
UN2 | QA.3038.UN2 | QA | QA.2.UN2 | QUAD | 0.1 | 0.136 | 0 | 0 | 0 | 3011.0289 | 25.1657 | -2.8201 | 3038.8614 | -0.00036496 | -0.030035 | 1.096e-05 | 17.5 | 278.6963 | 12.4815 | 26.5206 | 22.3587 | -6.3303 | 30.5005 | -0.0002 | 0 | 0 | 0 | 0.01068 | 0.0030233 | 0.007 | 0.007
UN2 | BPM.3038.UN2 | BPM | _ | MONI | 0 | 0 | 0 | 0 | 0 | 3011.0789 | 25.1672 | -2.8201 | 3038.9114 | -0.00036496 | -0.030035 | 1.096e-05 | 17.5 | 278.6963 | 12.4815 | 26.5206 | 22.3587 | -6.3303 | 30.5005 | -0.0002 | 0 | 0 | 0 | 0.01068 | 0.0030233 | 0.022 | 0.022
UN2 | CYA.3039.UN2 | CYA | _ | VKIC | 0.055 | 0 | 0 | 0 | 0 | 3011.2564 | 25.1725 | -2.8202 | 3039.0888 | -0.00036496 | -0.030035 | 1.096e-05 | 17.5 | 273.6025 | 12.3662 | 26.5207 | 25.0313 | -6.7069 | 30.5019 | -0.0002 | 0 | 0 | 0 | 0.010582 | 0.0031989 | 0.007 | 0.007
UN2 | END.3039.UN2 | END | _ | MARK | 0 | 0 | 0 | 0 | 0 | 3011.4439 | 25.1781 | -2.8203 | 3039.2762 | -0.00036496 | -0.030035 | 1.096e-05 | 17.5 | 269.6597 | 12.2762 | 26.5208 | 27.2246 | -7.0008 | 30.5028 | -0.0002 | 0 | 0 | 0 | 0.010505 | 0.0033361 | #N/A | #N/A
T5D | START.3039.T5D | START | _ | MARK | 0 | 0 | 0 | 0 | 0 | 3011.4439 | 25.1781 | -2.8203 | 3039.2762 | -0.00036496 | -0.030035 | 1.096e-05 | 17.5 | 269.6597 | 12.2762 | 26.5208 | 27.2246 | -7.0008 | 30.5028 | -0.0002 | 0 | 0 | 0 | 0.010505 | 0.0033361 | #N/A | #N/A
T5D | QF.3063.T5D | QF | QF.1.T5D | QUAD | 0.5 | -0.0881 | 0 | 0 | 0 | 3035.7789 | 25.9089 | -2.8292 | 3063.6002 | -0.00036496 | -0.030035 | 1.096e-05 | 17.5 | 6.3228 | -2.0999 | 26.9167 | 1418.1983 | 74.6638 | 30.5224 | 0.0002 | 0 | 0 | 0 | 0.0016137 | 0.024078 | 0.022 | 0.022
T5D | BPM.3063.T5D | BPM | _ | MONI | 0 | 0 | 0 | 0 | 0 | 3036.1289 | 25.9195 | -2.8293 | 3063.9501 | -0.00036496 | -0.030035 | 1.096e-05 | 17.5 | 6.7514 | -2.1854 | 26.9192 | 1403.3049 | 74.2706 | 30.5224 | 0.0002 | 0 | 0 | 0 | 0.0016673 | 0.023951 | 0.022 | 0.022
T5D | CYE.3064.T5D | CYE | _ | VKIC | 0.1 | 0 | 0 | 0 | 0 | 3036.2789 | 25.924 | -2.8293 | 3064.1 | -0.00036496 | -0.030035 | 1.096e-05 | 17.5 | 7.6598 | -2.3566 | 26.9236 | 1373.7539 | 73.4843 | 30.5224 | 0.0002 | 0 | 0 | 0 | 0.0017756 | 0.023698 | 0.022 | 0.022
T5D | QF.3075.T5D | QF | QF.2.T5D | QUAD | 0.5 | 0.0471 | 0 | 0 | 0 | 3047.9789 | 26.2753 | -2.8336 | 3075.7947 | -0.00036496 | -0.030035 | 1.096e-05 | 17.5 | 180.6757 | -3.9587 | 26.9748 | 186.095 | 18.0124 | 30.5262 | 0.0006 | 0 | 0 | 0 | 0.0086122 | 0.0087221 | 0.022 | 0.022
T5D | BPM.3076.T5D | BPM | _ | MONI | 0 | 0 | 0 | 0 | 0 | 3048.3289 | 26.2858 | -2.8337 | 3076.1446 | -0.00036496 | -0.030035 | 1.096e-05 | 17.5 | 181.4684 | -3.9679 | 26.9749 | 182.51 | 17.8375 | 30.5263 | 0.0006 | 0 | 0 | 0 | 0.008631 | 0.0086377 | 0.022 | 0.022
T5D | CXE.3076.T5D | CXE | _ | HKIC | 0.1 | 0 | 0 | 0 | 0 | 3048.4789 | 26.2903 | -2.8338 | 3076.2945 | -0.00036496 | -0.030035 | 1.096e-05 | 17.5 | 183.0592 | -3.9863 | 26.9751 | 175.445 | 17.4878 | 30.5265 | 0.0006 | 0 | 0 | 0 | 0.0086687 | 0.0084689 | 0.022 | 0.022
T5D | QF.3142.T5D | QF | QF.3.T5D | QUAD | 0.5 | 0.0956 | 0 | 0 | 0 | 3114.7789 | 28.2814 | -2.858 | 3142.5646 | -0.00036496 | -0.030035 | 1.096e-05 | 17.5 | 1068.713 | 93.6582 | 26.9985 | 5852.7111 | -649.3232 | 31.0158 | 0.001 | -0.0001 | 0 | 0 | 0.020932 | 0.048914 | 0.022 | 0.022
T5D | BPM.3142.T5D | BPM | _ | MONI | 0 | 0 | 0 | 0 | 0 | 3115.1289 | 28.2919 | -2.8581 | 3142.9144 | -0.00036496 | -0.030035 | 1.096e-05 | 17.5 | 1050.0634 | 92.8373 | 26.9985 | 5983.2961 | -656.5271 | 31.0158 | 0.001 | -0.0001 | 0 | 0 | 0.020749 | 0.049457 | 0.022 | 0.022
T5D | CXE.3143.T5D | CXE | _ | HKIC | 0.1 | 0 | 0 | 0 | 0 | 3115.2789 | 28.2964 | -2.8582 | 3143.0644 | -0.00036496 | -0.030035 | 1.096e-05 | 17.5 | 1013.2569 | 91.1956 | 26.9985 | 6248.7885 | -670.9348 | 31.0158 | 0.0009 | -0.0001 | 0 | 0 | 0.020379 | 0.050542 | 0.022 | 0.022
T5D | QF.3148.T5D | QF | QF.4.T5D | QUAD | 0.5 | -0.1384 | 0 | 0 | 0 | 3121.1789 | 28.4736 | -2.8603 | 3148.9617 | -0.00036496 | -0.030035 | 1.096e-05 | 17.5 | 221.7036 | 11.2228 | 27.0007 | 15982.1971 | 1152.8777 | 31.0159 | 0.0004 | 0 | 0 | 0 | 0.0095321 | 0.08083 | 0.022 | 0.022
T5D | BPM.3149.T5D | BPM | _ | MONI | 0 | 0 | 0 | 0 | 0 | 3121.5289 | 28.4841 | -2.8605 | 3149.3115 | -0.00036496 | -0.030035 | 1.096e-05 | 17.5 | 219.4648 | 11.1655 | 27.0007 | 15752.4532 | 1144.5613 | 31.0159 | 0.0004 | 0 | 0 | 0 | 0.0094839 | 0.080247 | 0.022 | 0.022
T5D | CYE.3149.T5D | CYE | _ | VKIC | 0.1 | 0 | 0 | 0 | 0 | 3121.6789 | 28.4886 | -2.8605 | 3149.4615 | -0.00036496 | -0.030035 | 1.096e-05 | 17.5 | 215.0215 | 11.051 | 27.0009 | 15297.9552 | 1127.9287 | 31.0159 | 0.0004 | 0 | 0 | 0 | 0.0093875 | 0.079081 | 0.022 | 0.022
T5D | T7START.3149.T5D | T7START | _ | MARK | 0 | 0 | 0 | 0 | 0 | 3122.1986 | 28.5042 | -2.8607 | 3149.9809 | -0.00036496 | -0.030035 | 1.096e-05 | 17.5 | 204.7665 | 10.782 | 27.0012 | 14256.7262 | 1088.8671 | 31.0159 | 0.0004 | 0 | 0 | 0 | 0.0091612 | 0.076342 | #N/A | #N/A
T5D | BV.3151.T5D | BV | BV.1.T5D | SBEN | 2.5 | -0.0436 | 0 | 0 | -1.5708 | 3123.4486 | 28.5417 | -2.8884 | 3151.2299 | -0.022182 | -0.030036 | 1.098e-05 | 17.5 | 154.4352 | 9.3505 | 27.0035 | 9311.612 | 887.9232 | 31.0159 | 0.0003 | 0 | 0.0545 | 0.0436 | 0.0079546 | 0.063333 | 0.022 | 0.022
T5D | BV.3154.T5D | BV | BV.1.T5D | SBEN | 2.5 | -0.0436 | 0 | 0 | -1.5708 | 3126.4486 | 28.6317 | -3.0203 | 3154.2248 | -0.065815 | -0.030036 | 1.101e-05 | 17.5 | 103.4857 | 7.6327 | 27.0073 | 4735.0584 | 637.3888 | 31.016 | 0.0002 | 0 | 0.2398 | 0.0871 | 0.0065102 | 0.05119 | 0.022 | 0.022
T5D | SA.3156.T5D | SA | SA.1.T5D | SEXT | 0.25 | 0 | 0 | 0 | -1.5708 | 3128.9736 | 28.7073 | -3.2141 | 3156.7411 | -0.087631 | -0.030036 | 1.101e-05 | 17.5 | 83.2366 | 6.831 | 27.0097 | 3118.5367 | 517.2695 | 31.016 | 0.0002 | 0 | 0.3618 | 0.0871 | 0.0058393 | 0.046559 | 0.022 | 0.022
T5D | QE.3158.T5D | QE | QE.5.T5D | QUAD | 1 | -0.1821 | 0 | 0 | 0 | 3130.5986 | 28.7559 | -3.3563 | 3158.3591 | -0.087631 | -0.030036 | 1.101e-05 | 17.5 | 70.234 | -6.3504 | 27.0141 | 1116.8142 | 556.7921 | 31.0162 | 0.0001 | 0 | 0.4932 | 0 | 0.0053613 | 0.036163 | 0.022 | 0.022
T5D | BPM.3158.T5D | BPM | _ | MONI | 0 | 0 | 0 | 0 | 0 | 3131.1986 | 28.7739 | -3.4089 | 3158.9565 | -0.087631 | -0.030036 | 1.101e-05 | 17.5 | 71.51 | -6.4092 | 27.0143 | 1008.2317 | 529.0329 | 31.0162 | 0.0001 | 0 | 0.4932 | 0 | 0.0054098 | 0.035098 | 0.022 | 0.022
T5D | CXE.3159.T5D | CXE | _ | HKIC | 0.1 | 0 | 0 | 0 | 0 | 3131.3486 | 28.7784 | -3.422 | 3159.1059 | -0.087631 | -0.030036 | 1.101e-05 | 17.5 | 74.0972 | -6.5269 | 27.0147 | 807.7222 | 473.5146 | 31.0162 | 0.0001 | 0 | 0.4932 | 0 | 0.0055067 | 0.032967 | 0.022 | 0.022
T5D | BX.3159.T5D | BX | BX.1.T5D | RBEN | 0.5 | 0.0023 | 0 | 0 | 0 | 3131.8486 | 28.7936 | -3.4657 | 3159.6038 | -0.087631 | -0.026624 | -0.00018833 | 17.5 | 83.5232 | -6.9388 | 27.0162 | 280.8195 | 279.2028 | 31.0165 | 0.0007 | 0.0023 | 0.4932 | 0 | 0.0058643 | 0.02551 | 0.047 | 0.047
T5D | BX.3160.T5D | BX | BX.2.T5D | RBEN | 0.5 | -0.0023 | 0 | 0 | 0 | 3132.8486 | 28.8207 | -3.5533 | 3160.5996 | -0.087631 | -0.031171 | 1.101e-05 | 17.5 | 97.9893 | -7.5273 | 27.0179 | 0.0129 | 1.6035 | 31.1047 | 0.0024 | 0 | 0.4932 | 0 | 0.0064011 | 0.014869 | 0.047 | 0.047
T5D | BX.3161.T5D | BX | BX.2.T5D | RBEN | 0.5 | -0.0023 | 0 | 0 | 0 | 3133.3486 | 28.8356 | -3.597 | 3161.0974 | -0.087631 | -0.033448 | 0.00021035 | 17.5 | 105.6637 | -7.8215 | 27.0187 | 67.8095 | -137.1964 | 31.5147 | 0.0018 | -0.0023 | 0.4932 | 0 | 0.0066263 | 0.020061 | 0.047 | 0.047
T5D | BX.3162.T5D | BX | BX.1.T5D | RBEN | 0.5 | 0.0023 | 0 | 0 | 0 | 3134.3486 | 28.8684 | -3.6845 | 3162.093 | -0.087631 | -0.028902 | 1.101e-05 | 17.5 | 121.895 | -8.4099 | 27.0201 | 619.7994 | -414.7895 | 31.5155 | 0.0001 | 0 | 0.4932 | 0 | 0.0070621 | 0.030714 | 0.047 | 0.047
T5D | QE.3163.T5D | QE | QE.5.T5D | QUAD | 1 | -0.1821 | 0 | 0 | 0 | 3135.5986 | 28.9055 | -3.7939 | 3163.3377 | -0.087631 | -0.030036 | 1.101e-05 | 17.5 | 175.9163 | -39.4876 | 27.0218 | 2153.5054 | -431.4253 | 31.5157 | 0.0001 | 0 | 0.449 | -0.0871 | 0.0084832 | 0.043141 | 0.022 | 0.022
T5D | BPM.3163.T5D | BPM | _ | MONI | 0 | 0 | 0 | 0 | 0 | 3136.1986 | 28.9235 | -3.8465 | 3163.9351 | -0.087631 | -0.030036 | 1.101e-05 | 17.5 | 183.9025 | -40.3745 | 27.0219 | 2240.6547 | -440.0683 | 31.5157 | 0.0001 | 0 | 0.4402 | -0.0871 | 0.0086736 | 0.043471 | 0.022 | 0.022
T5D | CYE.3164.T5D | CYE | _ | VKIC | 0.1 | 0 | 0 | 0 | 0 | 3136.3486 | 28.9279 | -3.8596 | 3164.0845 | -0.087631 | -0.030036 | 1.101e-05 | 17.5 | 200.4071 | -42.1484 | 27.0221 | 2420.1393 | -457.3545 | 31.5157 | 0.0002 | 0 | 0.4228 | -0.0871 | 0.0090573 | 0.044138 | 0.022 | 0.022
T5D | SA.3164.T5D | SA | SA.1.T5D | SEXT | 0.25 | 0 | 0 | 0 | -1.5708 | 3137.2236 | 28.9541 | -3.9362 | 3164.9557 | -0.087631 | -0.030036 | 1.101e-05 | 17.5 | 288.4937 | -50.5743 | 27.0227 | 3367.1164 | -539.4635 | 31.5158 | 0.0002 | 0 | 0.34 | -0.0871 | 0.010866 | 0.047301 | 0.022 | 0.022
T5D | BV.3167.T5D | BV | BV.1.T5D | SBEN | 2.5 | -0.0436 | 0 | 0 | -1.5708 | 3139.7486 | 29.0296 | -4.1843 | 3167.467 | -0.10945 | -0.030037 | 1.106e-05 | 17.5 | 775.8485 | -82.9476 | 27.0239 | 8443.2919 | -848.6385 | 31.5159 | 0.0003 | 0 | 0.0763 | -0.0436 | 0.017818 | 0.061039 | 0.022 | 0.022
T5D | BV.3170.T5D | BV | BV.1.T5D | SBEN | 2.5 | -0.0436 | 0 | 0 | -1.5708 | 3142.7486 | 29.1189 | -4.5768 | 3170.4391 | -0.15308 | -0.030037 | 1.113e-05 | 17.5 | 1353.3584 | -109.5557 | 27.0244 | 14279.0844 | -1093.7841 | 31.5159 | 0.0003 | 0 | 0 | 0 | 0.02353 | 0.076402 | 0.022 | 0.022
T5D | QG.3174.T5D | QG | QG.6.T5D | QUAD | 4 | -0.96 | 0 | 0 | 0 | 3146.9986 | 29.2447 | -5.2894 | 3174.6268 | -0.1749 | -0.030037 | 1.113e-05 | 17.5 | 27238.6661 | -12960.3517 | 27.0247 | 990.8349 | -1945.0179 | 32.0159 | 0.0014 | 0.0007 | 0 | 0 | 0.10557 | 0.020126 | 0.047 | 0.047
T5D | BPM.3176.T5D | BPM | _ | MONI | 0 | 0 | 0 | 0 | 0 | 3149.0986 | 29.3068 | -5.6549 | 3176.6938 | -0.1749 | -0.030037 | 1.113e-05 | 17.5 | 29892.4027 | -13577.0145 | 27.0247 | 1418.0194 | -2326.8268 | 32.0159 | 0.0015 | 0.0007 | 0 | 0 | 0.11059 | 0.024077 | 0.022 | 0.022
T5D | CXE.3176.T5D | CXE | _ | HKIC | 0.1 | 0 | 0 | 0 | 0 | 3149.2486 | 29.3112 | -5.681 | 3176.8415 | -0.1749 | -0.030037 | 1.113e-05 | 17.5 | 35569.8736 | -14810.34 | 27.0247 | 2501.4736 | -3090.4446 | 32.0159 | 0.0016 | 0.0007 | 0 | 0 | 0.12063 | 0.031978 | 0.022 | 0.022
T5D | CYE.3177.T5D | CYE | _ | VKIC | 0.1 | 0 | 0 | 0 | 0 | 3149.4486 | 29.3171 | -5.7158 | 3177.0383 | -0.1749 | -0.030037 | 1.113e-05 | 17.5 | 41740.6747 | -16043.6656 | 27.0247 | 3890.3751 | -3854.0624 | 32.0159 | 0.0017 | 0.0007 | 0 | 0 | 0.13068 | 0.03988 | 0.022 | 0.022
T5D | SWEEP.3177.T5D | SWEEP | _ | SWEEPER | 0.5 | 0 | 0 | 0 | 0 | 3150.2486 | 29.3408 | -5.855 | 3177.8258 | -0.1749 | -0.030037 | 1.113e-05 | 17.5 | 79994.6337 | -22210.2934 | 27.0247 | 15416.5888 | -7672.1513 | 32.0159 | 0.0024 | 0.0007 | 0 | 0 | 0.18091 | 0.079387 | 0.047 | 0.047
T5D | DUWINDOW.3187.T5D | DUWINDOW | _ | MARK | 0 | 0 | 0 | 0 | 0 | 3160.4606 | 29.6428 | -7.6319 | 3187.8775 | -0.1749 | -0.030037 | 1.113e-05 | 17.5 | 1134497.571 | -83642.2399 | 27.0247 | 547189.1926 | -45707.9534 | 32.016 | 0.009 | 0.0007 | 0 | 0 | 0.68129 | 0.47296 | #N/A | #N/A
T5D | DUSTART.3189.T5D | DUSTART | _ | MARK | 0 | 0 | 0 | 0 | 0 | 3162.4606 | 29.702 | -7.98 | 3189.8461 | -0.1749 | -0.030037 | 1.113e-05 | 17.5 | 1493733.042 | -95975.4956 | 27.0247 | 745293.3621 | -53344.1313 | 32.016 | 0.0104 | 0.0007 | 0 | 0 | 0.78175 | 0.55197 | #N/A | #N/A
T5D | END.3189.T5D | END | _ | MARK | 0 | 0 | 0 | 0 | 0 | 3162.4606 | 29.702 | -7.98 | 3189.8461 | -0.1749 | -0.030037 | 1.113e-05 | 17.5 | 1493733.042 | -95975.4956 | 27.0247 | 745293.3621 | -53344.1313 | 32.016 | 0.0104 | 0.0007 | 0 | 0 | 0.78175 | 0.55197 | #N/A | #N/A
[30 empty] | #N/A | #N/A
TLD | START.1998.TLD | START | _ | MARK | 0 | 0 | 0 | 0 | 0 | 1970.5512 | 0 | -2.4404 | 1998.8645 | -0.00036512 | 0 | 0 | 17.5 | 260.7026 | 26.8821 | 17.0358 | 51.524 | -10.3049 | 21.518 | 0 | 0 | 0 | 0 | 0.010324 | 0.0045894 | #N/A | #N/A
TLD | BZ.1999.TLD | BZ | BZ.1.TLD | RBEN | 1 | -0.0044 | 0 | 0 | 1.5708 | 1971.0512 | 0 | -2.4395 | 1999.3645 | 0.0018349 | 0 | 0 | 17.5 | 209.7097 | 24.1103 | 17.0365 | 74.2141 | -12.3852 | 21.5205 | 0 | 0 | -0.0022 | -0.0044 | 0.009259 | 0.0055741 | 0.022 | 0.022
TLD | BZ.2000.TLD | BZ | BZ.1.TLD | RBEN | 1 | -0.0044 | 0 | 0 | 1.5708 | 1972.0512 | 0 | -2.4354 | 2000.3645 | 0.0062349 | 0 | 0 | 17.5 | 164.2621 | 21.3368 | 17.0373 | 101.0649 | -14.4656 | 21.5224 | 0 | 0 | -0.0088 | -0.0088 | 0.0081945 | 0.0066917 | 0.022 | 0.022
TLD | BZ.2001.TLD | BZ | BZ.1.TLD | RBEN | 1 | -0.0044 | 0 | 0 | 1.5708 | 1973.0512 | 0 | -2.427 | 2001.3645 | 0.010635 | 0 | 0 | 17.5 | 124.3634 | 18.5615 | 17.0385 | 132.0764 | -16.546 | 21.5238 | 0 | 0 | -0.0198 | -0.0132 | 0.0071302 | 0.007942 | 0.022 | 0.022
TLD | BZ.2002.TLD | BZ | BZ.1.TLD | RBEN | 1 | -0.0044 | 0 | 0 | 1.5708 | 1974.0512 | 0 | -2.4142 | 2002.3644 | 0.015035 | 0 | 0 | 17.5 | 90.0167 | 15.7848 | 17.04 | 167.2488 | -18.6264 | 21.5248 | 0 | 0 | -0.0352 | -0.0176 | 0.0060662 | 0.0093247 | 0.022 | 0.022
TLD | BD.2003.TLD | BD | BD.2.TLD | RBEN | 1 | -0.0061 | 0 | 0 | 1.5708 | 1975.0512 | 0 | -2.3965 | 2003.3642 | 0.02029 | 0 | 0 | 17.5 | 61.2232 | 13.008 | 17.0421 | 206.5817 | -20.7068 | 21.5257 | 0 | 0 | -0.0559 | -0.0237 | 0.0050028 | 0.010867 | 0.022 | 0.022
TLD | BD.2004.TLD | BD | BD.2.TLD | RBEN | 1 | -0.0061 | 0 | 0 | 1.5708 | 1976.0512 | 0 | -2.3732 | 2004.3639 | 0.0264 | 0 | 0 | 17.5 | 37.9855 | 10.2292 | 17.0454 | 250.0755 | -22.7872 | 21.5264 | 0 | 0 | -0.0826 | -0.0298 | 0.0039406 | 0.012589 | 0.022 | 0.022
TLD | BD.2005.TLD | BD | BD.5.TLD | RBEN | 1 | -0.0065 | 0 | 0 | 0 | 1977.0512 | -0.0016 | -2.3453 | 2005.3636 | 0.029454 | -0.0097663 | -0.00019178 | 17.5 | 20.3081 | 7.4483 | 17.0511 | 297.7187 | -24.855 | 21.527 | -0.0033 | -0.0065 | -0.1124 | -0.0298 | 0.0029803 | 0.014404 | 0.022 | 0.022
TLD | QE.2006.TLD | QE | QE.1.TLD | QUAD | 1 | -0.3217 | 0 | 0 | 0 | 1978.5512 | 0.0098 | -2.3011 | 2006.8629 | 0.029454 | -0.0065118 | -0.00019178 | 17.5 | 6.6101 | 1.6165 | 17.0737 | 273.0632 | 70.4401 | 21.5277 | -0.0144 | -0.0098 | -0.1356 | 0.0137 | 0.0020758 | 0.014633 | 0.022 | 0.022
TLD | BPM.2007.TLD | BPM | _ | MONI | 0 | 0 | 0 | 0 | 0 | 1979.1512 | 0.0137 | -2.2834 | 2007.4626 | 0.029454 | -0.0065118 | -0.00019178 | 17.5 | 6.2923 | 1.5618 | 17.0762 | 259.1569 | 68.6227 | 21.5278 | -0.0154 | -0.0098 | -0.1343 | 0.0137 | 0.0020658 | 0.014322 | 0.022 | 0.022
TLD | CYE.2007.TLD | CYE | _ | VKIC | 0.1 | 0 | 0 | 0 | 0 | 1979.3012 | 0.0146 | -2.279 | 2007.6125 | 0.029454 | -0.0065118 | -0.00019178 | 17.5 | 5.6894 | 1.4525 | 17.0815 | 232.4348 | 64.9878 | 21.5279 | -0.0174 | -0.0098 | -0.1315 | 0.0137 | 0.0020471 | 0.013693 | 0.022 | 0.022
TLD | QE.2010.TLD | QE | QE.2.TLD | QUAD | 1 | 0.3135 | 0 | 0 | 0 | 1982.5512 | 0.0358 | -2.1833 | 2010.861 | 0.029454 | -0.0065118 | -0.00019178 | 17.5 | 1.8434 | 0.0117 | 17.3256 | 0.0983 | -0.5984 | 21.858 | -0.0464 | 0.0047 | -0.0955 | -0.0154 | 0.0022601 | 0.0030655 | 0.022 | 0.022
TLD | BPM.2011.TLD | BPM | _ | MONI | 0 | 0 | 0 | 0 | 0 | 1983.1512 | 0.0397 | -2.1656 | 2011.4608 | 0.029454 | -0.0065118 | -0.00019178 | 17.5 | 1.8465 | -0.0425 | 17.3342 | 0.3561 | -1.9803 | 21.9477 | -0.046 | 0.0047 | -0.097 | -0.0154 | 0.0022488 | 0.0032915 | 0.022 | 0.022
TLD | CXE.2011.TLD | CXE | _ | HKIC | 0.1 | 0 | 0 | 0 | 0 | 1983.3012 | 0.0407 | -2.1612 | 2011.6107 | 0.029454 | -0.0065118 | -0.00019178 | 17.5 | 1.8852 | -0.151 | 17.3513 | 1.701 | -4.744 | 21.9891 | -0.045 | 0.0047 | -0.1001 | -0.0154 | 0.0022279 | 0.0038369 | 0.022 | 0.022
TLD | QE.2014.TLD | QE | QE.3.TLD | QUAD | 1 | -0.3756 | 0 | 0 | 0 | 1986.5512 | 0.0618 | -2.0655 | 2014.8592 | 0.029454 | -0.0065118 | -0.00019178 | 17.5 | 14.2024 | -6.8526 | 17.5067 | 162.44 | 12.0868 | 22.0194 | -0.0334 | -0.0072 | -0.1303 | 0.0373 | 0.0034116 | 0.012058 | 0.022 | 0.022
TLD | BPM.2015.TLD | BPM | _ | MONI | 0 | 0 | 0 | 0 | 0 | 1987.1512 | 0.0657 | -2.0478 | 2015.4589 | 0.029454 | -0.0065118 | -0.00019178 | 17.5 | 15.6067 | -7.1902 | 17.5078 | 160.0317 | 11.9963 | 22.0195 | -0.0341 | -0.0072 | -0.1266 | 0.0373 | 0.0035489 | 0.011886 | 0.022 | 0.022
TLD | CYE.2015.TLD | CYE | _ | VKIC | 0.1 | 0 | 0 | 0 | 0 | 1987.3012 | 0.0667 | -2.0434 | 2015.6089 | 0.029454 | -0.0065118 | -0.00019178 | 17.5 | 18.6178 | -7.8656 | 17.5096 | 155.2694 | 11.8152 | 22.0197 | -0.0356 | -0.0072 | -0.1191 | 0.0373 | 0.0038268 | 0.01154 | 0.022 | 0.022
TLD | QE.2018.TLD | QE | QE.4.TLD | QUAD | 1 | 0.2565 | 0 | 0 | 0 | 1990.5512 | 0.0879 | -1.9477 | 2018.8574 | 0.029454 | -0.0065118 | -0.00019178 | 17.5 | 97.0846 | 6.5961 | 17.5221 | 104.3228 | -16.1503 | 22.0248 | -0.0551 | 0.0072 | 0.0183 | 0.0373 | 0.0079529 | 0.0070795 | 0.022 | 0.022
TLD | BPM.2019.TLD | BPM | _ | MONI | 0 | 0 | 0 | 0 | 0 | 1991.1512 | 0.0918 | -1.93 | 2019.4571 | 0.029454 | -0.0065118 | -0.00019178 | 17.5 | 95.7699 | 6.5503 | 17.5223 | 107.578 | -16.4013 | 22.025 | -0.0544 | 0.0072 | 0.022 | 0.0373 | 0.0078891 | 0.0072916 | 0.022 | 0.022
TLD | CXE.2019.TLD | CXE | _ | HKIC | 0.1 | 0 | 0 | 0 | 0 | 1991.3012 | 0.0928 | -1.9256 | 2019.6071 | 0.029454 | -0.0065118 | -0.00019178 | 17.5 | 93.1682 | 6.4586 | 17.5226 | 114.2389 | -16.9033 | 22.0253 | -0.0529 | 0.0072 | 0.0295 | 0.0373 | 0.0077585 | 0.0077188 | 0.022 | 0.022
TLD | QE.2022.TLD | QE | QE.3.TLD | QUAD | 1 | -0.3756 | 0 | 0 | 0 | 1994.5512 | 0.1139 | -1.8299 | 2022.8556 | 0.029454 | -0.0065118 | -0.00019178 | 17.5 | 75.0873 | -20.3177 | 17.5307 | 188.3398 | 54.597 | 22.0287 | -0.0322 | -0.0047 | 0.1417 | -0.0154 | 0.0065064 | 0.013026 | 0.022 | 0.022
TLD | BPM.2023.TLD | BPM | _ | MONI | 0 | 0 | 0 | 0 | 0 | 1995.1512 | 0.1178 | -1.8122 | 2023.4553 | 0.029454 | -0.0065118 | -0.00019178 | 17.5 | 79.2059 | -20.8688 | 17.531 | 177.5787 | 53.0138 | 22.0288 | -0.0327 | -0.0047 | 0.1401 | -0.0154 | 0.0066713 | 0.012723 | 0.022 | 0.022
TLD | CYE.2023.TLD | CYE | _ | VKIC | 0.1 | 0 | 0 | 0 | 0 | 1995.3012 | 0.1188 | -1.8078 | 2023.6052 | 0.029454 | -0.0065118 | -0.00019178 | 17.5 | 87.7739 | -21.971 | 17.5313 | 157.0065 | 49.8473 | 22.029 | -0.0336 | -0.0047 | 0.137 | -0.0154 | 0.0069982 | 0.012122 | 0.022 | 0.022
TLD | QE.2026.TLD | QE | QE.2.TLD | QUAD | 1 | 0.3135 | 0 | 0 | 0 | 1998.5512 | 0.1399 | -1.7121 | 2026.8538 | 0.029454 | -0.0065118 | -0.00019178 | 17.5 | 241.2328 | 41.6386 | 17.5349 | 4.5735 | -8.5621 | 22.504 | -0.0438 | 0.0098 | 0.0947 | 0.0137 | 0.011245 | 0.0042084 | 0.022 | 0.022
TLD | BPM.2027.TLD | BPM | _ | MONI | 0 | 0 | 0 | 0 | 0 | 1999.1512 | 0.1438 | -1.6944 | 2027.4535 | 0.029454 | -0.0065118 | -0.00019178 | 17.5 | 232.977 | 40.9194 | 17.5349 | 6.4484 | -10.1869 | 22.5069 | -0.0428 | 0.0098 | 0.096 | 0.0137 | 0.011043 | 0.0045036 | 0.022 | 0.022
TLD | CXE.2027.TLD | CXE | _ | HKIC | 0.1 | 0 | 0 | 0 | 0 | 1999.3012 | 0.1448 | -1.69 | 2027.6034 | 0.029454 | -0.0065118 | -0.00019178 | 17.5 | 216.8969 | 39.4812 | 17.5351 | 11.173 | -13.4364 | 22.5107 | -0.0409 | 0.0098 | 0.0988 | 0.0137 | 0.010643 | 0.0051012 | 0.022 | 0.022
TLD | QE.2030.TLD | QE | QE.1.TLD | QUAD | 1 | -0.3217 | 0 | 0 | 0 | 2002.5512 | 0.166 | -1.5943 | 2030.8519 | 0.029454 | -0.0065118 | -0.00019178 | 17.5 | 34.8892 | 3.3987 | 17.5428 | 249.9547 | 14.7648 | 22.5204 | -0.0065 | 0.0065 | 0.1273 | -0.0298 | 0.0039716 | 0.013927 | 0.022 | 0.022
TLD | BPM.2031.TLD | BPM | _ | MONI | 0 | 0 | 0 | 0 | 0 | 2003.1512 | 0.1699 | -1.5766 | 2031.4517 | 0.029454 | -0.0065118 | -0.00019178 | 17.5 | 34.213 | 3.3627 | 17.5432 | 247.0105 | 14.6772 | 22.5205 | -0.0059 | 0.0065 | 0.1244 | -0.0298 | 0.0039168 | 0.013781 | 0.022 | 0.022
TLD | CYE.2031.TLD | CYE | _ | VKIC | 0.1 | 0 | 0 | 0 | 0 | 2003.3012 | 0.1709 | -1.5722 | 2031.6016 | 0.029454 | -0.0065118 | -0.00019178 | 17.5 | 32.8823 | 3.2908 | 17.5442 | 241.1747 | 14.5019 | 22.5206 | -0.0046 | 0.0065 | 0.1184 | -0.0298 | 0.0038044 | 0.013481 | 0.022 | 0.022
TLD | BD.2032.TLD | BD | BD.5.TLD | RBEN | 1 | -0.0065 | 0 | 0 | 0 | 2004.0512 | 0.1741 | -1.5501 | 2032.3513 | 0.029452 | -0.016278 | -0.00038354 | 17.5 | 25.5026 | 2.8591 | 17.5508 | 207.6224 | 13.4593 | 22.5214 | 0 | 0 | 0.0826 | -0.0298 | 0.0032288 | 0.011691 | 0.022 | 0.022
TLD | BD.2033.TLD | BD | BD.4.TLD | RBEN | 1 | 0.0061 | 0 | 0 | 1.5708 | 2005.0512 | 0.1888 | -1.5222 | 2033.3508 | 0.026397 | -0.013021 | -0.00038348 | 17.5 | 20.1433 | 2.5001 | 17.5578 | 181.5812 | 12.582 | 22.5223 | 0 | 0 | 0.0559 | -0.0237 | 0.0028696 | 0.010293 | 0.022 | 0.022
TLD | BD.2034.TLD | BD | BD.4.TLD | RBEN | 1 | 0.0061 | 0 | 0 | 1.5708 | 2006.0512 | 0.2018 | -1.4988 | 2034.3504 | 0.020287 | -0.013019 | -0.00038343 | 17.5 | 15.5024 | 2.1407 | 17.5668 | 157.2946 | 11.7047 | 22.5232 | 0 | 0 | 0.0352 | -0.0176 | 0.0025174 | 0.0090749 | 0.022 | 0.022
TLD | BD.2035.TLD | BD | BD.3.TLD | RBEN | 1 | 0.0044 | 0 | 0 | 1.5708 | 2007.0512 | 0.2148 | -1.4812 | 2035.3502 | 0.015032 | -0.013017 | -0.00038341 | 17.5 | 11.5808 | 1.7808 | 17.5787 | 134.7627 | 10.8273 | 22.5243 | 0 | 0 | 0.0198 | -0.0132 | 0.0021758 | 0.0080163 | 0.022 | 0.022
TLD | BD.2036.TLD | BD | BD.3.TLD | RBEN | 1 | 0.0044 | 0 | 0 | 1.5708 | 2008.0512 | 0.2278 | -1.4683 | 2036.35 | 0.010632 | -0.013016 | -0.00038339 | 17.5 | 8.3792 | 1.4208 | 17.5949 | 113.9854 | 9.95 | 22.5256 | 0 | 0 | 0.0088 | -0.0088 | 0.0018508 | 0.0070902 | 0.022 | 0.022
TLD | BD.2037.TLD | BD | BD.3.TLD | RBEN | 1 | 0.0044 | 0 | 0 | 1.5708 | 2009.0512 | 0.2408 | -1.4599 | 2037.3499 | 0.0062324 | -0.013014 | -0.00038338 | 17.5 | 5.8977 | 1.0606 | 17.6176 | 94.9627 | 9.0727 | 22.5271 | 0 | 0 | 0.0022 | -0.0044 | 0.0015527 | 0.0062966 | 0.022 | 0.022
TLD | BD.2038.TLD | BD | BD.3.TLD | RBEN | 1 | 0.0044 | 0 | 0 | 1.5708 | 2010.0512 | 0.2538 | -1.4559 | 2038.3498 | 0.0018324 | -0.013012 | -0.00038338 | 17.5 | 4.1366 | 0.7004 | 17.6501 | 77.6947 | 8.1954 | 22.529 | 0 | 0 | 0 | 0 | 0.0013004 | 0.0056357 | 0.022 | 0.022
TLD | QE.2039.TLD | QE | QE.5.TLD | QUAD | 1 | 0.2473 | 0 | 0 | 0 | 2011.3012 | 0.2701 | -1.4552 | 2039.5997 | -0.00036762 | -0.013012 | -0.00038338 | 17.5 | 2.2445 | 0.823 | 17.7133 | 75.6571 | -10.1439 | 22.5317 | 0 | 0 | 0 | 0 | 0.00095789 | 0.0055614 | 0.022 | 0.022
TLD | BPM.2040.TLD | BPM | _ | MONI | 0 | 0 | 0 | 0 | 0 | 2011.9012 | 0.2779 | -1.4555 | 2040.1996 | -0.00036762 | -0.013012 | -0.00038338 | 17.5 | 2.0874 | 0.7482 | 17.7206 | 77.6996 | -10.2812 | 22.5319 | 0 | 0 | 0 | 0 | 0.00092376 | 0.0056359 | 0.022 | 0.022
TLD | CXE.2040.TLD | CXE | _ | HKIC | 0.1 | 0 | 0 | 0 | 0 | 2012.0512 | 0.2799 | -1.4555 | 2040.3496 | -0.00036762 | -0.013012 | -0.00038338 | 17.5 | 1.818 | 0.5988 | 17.737 | 81.867 | -10.5559 | 22.5323 | 0 | 0 | 0 | 0 | 0.00086209 | 0.0057851 | 0.022 | 0.022
TLD | QE.2050.TLD | QE | QE.6.TLD | QUAD | 1 | -0.2324 | 0 | 0 | 0 | 2021.8012 | 0.4067 | -1.4591 | 2050.0988 | -0.00036762 | -0.013012 | -0.00038338 | 17.5 | 83.0093 | -24.8925 | 18.0502 | 348.8006 | 63.2942 | 22.5409 | 0 | 0 | 0 | 0 | 0.0058253 | 0.011941 | 0.022 | 0.022
TLD | BPM.2050.TLD | BPM | _ | MONI | 0 | 0 | 0 | 0 | 0 | 2022.4012 | 0.4145 | -1.4593 | 2050.6987 | -0.00036762 | -0.013012 | -0.00038338 | 17.5 | 88.0625 | -25.6402 | 18.0504 | 336.2566 | 62.1453 | 22.5409 | 0 | 0 | 0 | 0 | 0.006 | 0.011724 | 0.022 | 0.022
TLD | CYE.2050.TLD | CYE | _ | VKIC | 0.1 | 0 | 0 | 0 | 0 | 2022.5512 | 0.4165 | -1.4594 | 2050.8487 | -0.00036762 | -0.013012 | -0.00038338 | 17.5 | 98.6177 | -27.1356 | 18.0507 | 311.858 | 59.8476 | 22.541 | 0 | 0 | 0 | 0 | 0.0063494 | 0.011291 | 0.022 | 0.022
TLD | QE.2060.TLD | QE | QE.7.TLD | QUAD | 1 | 0.0574 | 0 | 0 | 0 | 2032.3012 | 0.5434 | -1.463 | 2060.5979 | -0.00036762 | -0.013012 | -0.00038338 | 17.5 | 1353.3877 | -24.3682 | 18.0551 | 300.6904 | -74.0497 | 23.0356 | 0 | 0 | 0 | 0 | 0.023522 | 0.011087 | 0.022 | 0.022
TLD | BPM.2061.TLD | BPM | _ | MONI | 0 | 0 | 0 | 0 | 0 | 2032.9012 | 0.5512 | -1.4632 | 2061.1979 | -0.00036762 | -0.013012 | -0.00038338 | 17.5 | 1358.2658 | -24.4122 | 18.0551 | 315.6827 | -75.8736 | 23.0357 | 0 | 0 | 0 | 0 | 0.023564 | 0.01136 | 0.022 | 0.022
TLD | CXE.2061.TLD | CXE | _ | HKIC | 0.1 | 0 | 0 | 0 | 0 | 2033.0512 | 0.5531 | -1.4632 | 2061.3478 | -0.00036762 | -0.013012 | -0.00038338 | 17.5 | 1368.0482 | -24.5001 | 18.0551 | 346.7617 | -79.5215 | 23.0357 | 0 | 0 | 0 | 0 | 0.023649 | 0.011906 | 0.022 | 0.022
TLD | QE.2071.TLD | QE | QE.8.TLD | QUAD | 1 | 0.0791 | 0 | 0 | 0 | 2042.8012 | 0.68 | -1.4668 | 2071.097 | -0.00036762 | -0.013012 | -0.00038338 | 17.5 | 1767.6315 | 114.6177 | 18.0561 | 4165.9126 | -586.1671 | 23.0371 | 0 | 0 | 0 | 0 | 0.026881 | 0.041268 | 0.022 | 0.022
TLD | BPM.2071.TLD | BPM | _ | MONI | 0 | 0 | 0 | 0 | 0 | 2043.4012 | 0.6878 | -1.467 | 2071.697 | -0.00036762 | -0.013012 | -0.00038338 | 17.5 | 1744.7822 | 113.8745 | 18.0561 | 4283.9708 | -594.4149 | 23.0372 | 0 | 0 | 0 | 0 | 0.026707 | 0.041848 | 0.022 | 0.022
TLD | CYE.2071.TLD | CYE | _ | VKIC | 0.1 | 0 | 0 | 0 | 0 | 2043.5512 | 0.6897 | -1.4671 | 2071.847 | -0.00036762 | -0.013012 | -0.00038338 | 17.5 | 1699.5298 | 112.3879 | 18.0561 | 4525.0358 | -610.9103 | 23.0372 | 0 | 0 | 0 | 0 | 0.026358 | 0.04301 | 0.022 | 0.022
TLD | QE.2081.TLD | QE | QE.9.TLD | QUAD | 1 | -0.1116 | 0 | 0 | 0 | 2053.3012 | 0.8166 | -1.4707 | 2081.5961 | -0.00036762 | -0.013012 | -0.00038338 | 17.5 | 203.8918 | 14.8919 | 18.059 | 22920.297 | 1202.5706 | 23.0373 | 0 | 0 | 0 | 0 | 0.0091297 | 0.096798 | 0.022 | 0.022
TLD | BPM.2082.TLD | BPM | _ | MONI | 0 | 0 | 0 | 0 | 0 | 2053.9012 | 0.8244 | -1.4709 | 2082.1961 | -0.00036762 | -0.013012 | -0.00038338 | 17.5 | 200.9244 | 14.7827 | 18.0591 | 22680.4138 | 1196.261 | 23.0373 | 0 | 0 | 0 | 0 | 0.009063 | 0.09629 | 0.022 | 0.022
TLD | CXE.2082.TLD | CXE | _ | HKIC | 0.1 | 0 | 0 | 0 | 0 | 2054.0512 | 0.8264 | -1.471 | 2082.3461 | -0.00036762 | -0.013012 | -0.00038338 | 17.5 | 195.055 | 14.5641 | 18.0593 | 22204.4332 | 1183.6418 | 23.0373 | 0 | 0 | 0 | 0 | 0.0089296 | 0.095274 | 0.022 | 0.022
TLD | BV.2086.TLD | BV | BV.1.TLD | SBEN | 2.5 | -0.0407 | 0 | 0 | -1.5708 | 2058.4492 | 0.8836 | -1.498 | 2086.7433 | -0.02073 | -0.012997 | -0.0003837 | 17.5 | 66.2338 | 8.4478 | 18.0671 | 10909.2447 | 837.5847 | 23.0374 | 0 | 0 | 0.0509 | 0.0407 | 0.0052035 | 0.068308 | 0.022 | 0.022
TLD | BV.2089.TLD | BV | BV.1.TLD | SBEN | 2.5 | -0.0407 | 0 | 0 | -1.5708 | 2061.4492 | 0.9225 | -1.6212 | 2089.7398 | -0.061454 | -0.012981 | -0.00038466 | 17.5 | 25.38 | 5.1701 | 18.0788 | 6450.0143 | 648.8537 | 23.0374 | 0 | 0 | 0.2238 | 0.0813 | 0.0032211 | 0.058063 | 0.022 | 0.022
TLD | BV.2092.TLD | BV | BV.1.TLD | SBEN | 2.5 | -0.0407 | 0 | 0 | -1.5708 | 2064.4492 | 0.9613 | -1.8663 | 2092.7288 | -0.10218 | -0.012965 | -0.00038627 | 17.5 | 4.1927 | 1.8923 | 18.1257 | 3137.8867 | 455.0271 | 23.0375 | 0 | 0 | 0.5185 | 0.1218 | 0.0013092 | 0.051371 | 0.022 | 0.022
TLD | SA.2095.TLD | SA | SA.1.TLD | SEXT | 0.25 | 0 | 0 | 0 | 0 | 2066.9742 | 0.9939 | -2.1497 | 2095.2375 | -0.12254 | -0.012965 | -0.00038627 | 17.5 | 1.0357 | 0.3627 | 18.243 | 1993.1398 | 362.6493 | 23.0376 | 0 | 0 | 0.689 | 0.1218 | 0.00065069 | 0.049215 | 0.022 | 0.022
TLD | QE.2096.TLD | QE | QE.10.TLD | QUAD | 1 | -0.143 | 0 | 0 | 0 | 2068.5992 | 1.0148 | -2.3483 | 2096.8502 | -0.12254 | -0.012965 | -0.00038627 | 17.5 | 4.3618 | -2.3688 | 18.4666 | 676.5482 | 328.9798 | 23.0379 | 0 | 0 | 0.8725 | 0 | 0.0013353 | 0.042805 | 0.022 | 0.022
TLD | BPM.2097.TLD | BPM | _ | MONI | 0 | 0 | 0 | 0 | 0 | 2069.1992 | 1.0225 | -2.4217 | 2097.4456 | -0.12254 | -0.012965 | -0.00038627 | 17.5 | 4.8507 | -2.5204 | 18.4701 | 612.3519 | 312.9826 | 23.0379 | 0 | 0 | 0.8725 | 0 | 0.0014082 | 0.041997 | 0.022 | 0.022
TLD | CXE.2097.TLD | CXE | _ | HKIC | 0.1 | 0 | 0 | 0 | 0 | 2069.3492 | 1.0244 | -2.44 | 2097.5945 | -0.12254 | -0.012965 | -0.00038627 | 17.5 | 5.9195 | -2.8235 | 18.476 | 493.5578 | 280.9882 | 23.038 | 0 | 0 | 0.8725 | 0 | 0.0015556 | 0.040379 | 0.022 | 0.022
TLD | BX.2098.TLD | BX | BX.1.TLD | RBEN | 0.5 | 0.0023 | 0 | 0 | 0 | 2069.8492 | 1.0311 | -2.5011 | 2098.0907 | -0.12254 | -0.0095446 | -0.00066571 | 17.5 | 10.6151 | -3.8845 | 18.4901 | 178.5591 | 169.0095 | 23.0383 | 0.0006 | 0.0023 | 0.8725 | 0 | 0.0021011 | 0.034719 | 0.047 | 0.047
TLD | BX.2099.TLD | BX | BX.2.TLD | RBEN | 0.5 | -0.0023 | 0 | 0 | 0 | 2070.8492 | 1.0412 | -2.6234 | 2099.0832 | -0.12254 | -0.0141 | -0.00038627 | 17.5 | 19.8997 | -5.4002 | 18.5011 | 0.5163 | 9.0331 | 23.0549 | 0.0023 | 0 | 0.8725 | 0 | 0.0029212 | 0.026634 | 0.047 | 0.047
TLD | BX.2099.TLD | BX | BX.2.TLD | RBEN | 0.5 | -0.0023 | 0 | 0 | 0 | 2071.3492 | 1.0476 | -2.6845 | 2099.5794 | -0.12254 | -0.016386 | -0.00010684 | 17.5 | 25.6789 | -6.158 | 18.5046 | 31.4776 | -70.9554 | 23.5352 | 0.0017 | -0.0023 | 0.8725 | 0 | 0.003291 | 0.029762 | 0.047 | 0.047
TLD | BX.2100.TLD | BX | BX.1.TLD | RBEN | 0.5 | 0.0023 | 0 | 0 | 0 | 2072.3492 | 1.0633 | -2.8067 | 2100.5718 | -0.12254 | -0.011831 | -0.00038627 | 17.5 | 39.5106 | -7.6737 | 18.5096 | 333.3639 | -230.9288 | 23.5367 | 0 | 0 | 0.8725 | 0 | 0.0040189 | 0.037849 | 0.047 | 0.047
TLD | QE.2101.TLD | QE | QE.10.TLD | QUAD | 1 | -0.143 | 0 | 0 | 0 | 2073.5992 | 1.0791 | -2.9595 | 2101.8123 | -0.12254 | -0.012965 | -0.00038627 | 17.5 | 74.8018 | -20.093 | 18.5141 | 1238.6313 | -292.9019 | 23.5371 | 0 | 0 | 0.8108 | -0.1218 | 0.0055298 | 0.046826 | 0.022 | 0.022
TLD | BPM.2102.TLD | BPM | _ | MONI | 0 | 0 | 0 | 0 | 0 | 2074.1992 | 1.0868 | -3.0328 | 2102.4077 | -0.12254 | -0.012965 | -0.00038627 | 17.5 | 78.8745 | -20.6341 | 18.5144 | 1297.9043 | -299.8283 | 23.5371 | 0 | 0 | 0.7986 | -0.1218 | 0.0056784 | 0.046992 | 0.022 | 0.022
TLD | CYE.2102.TLD | CYE | _ | VKIC | 0.1 | 0 | 0 | 0 | 0 | 2074.3492 | 1.0888 | -3.0512 | 2102.5566 | -0.12254 | -0.012965 | -0.00038627 | 17.5 | 87.3446 | -21.7162 | 18.5147 | 1420.6062 | -313.6811 | 23.5371 | 0 | 0 | 0.7742 | -0.1218 | 0.0059755 | 0.047325 | 0.022 | 0.022
TLD | SA.2103.TLD | SA | SA.1.TLD | SEXT | 0.25 | 0 | 0 | 0 | 0 | 2075.2242 | 1.1 | -3.1581 | 2103.425 | -0.12254 | -0.012965 | -0.00038627 | 17.5 | 133.4886 | -26.8564 | 18.5161 | 2079.111 | -379.4818 | 23.5372 | 0 | 0 | 0.6585 | -0.1218 | 0.0073872 | 0.048909 | 0.022 | 0.022
TLD | BV.2105.TLD | BV | BV.1.TLD | SBEN | 2.5 | -0.0407 | 0 | 0 | -1.5708 | 2077.7492 | 1.1325 | -3.492 | 2105.9273 | -0.1429 | -0.012949 | -0.00038854 | 17.5 | 401.6242 | -46.6054 | 18.5186 | 5764.2762 | -628.565 | 23.5374 | 0 | 0 | 0.2644 | -0.0814 | 0.012813 | 0.056475 | 0.022 | 0.022
TLD | BV.2108.TLD | BV | BV.1.TLD | SBEN | 2.5 | -0.0407 | 0 | 0 | -1.5708 | 2080.7492 | 1.1708 | -3.9795 | 2108.8864 | -0.18363 | -0.012933 | -0.00039149 | 17.5 | 729.9529 | -62.8375 | 18.5195 | 10138.0197 | -827.5567 | 23.5374 | 0 | 0 | 0.071 | -0.0407 | 0.017274 | 0.066507 | 0.022 | 0.022
TLD | BV.2111.TLD | BV | BV.1.TLD | SBEN | 2.5 | -0.0407 | 0 | 0 | -1.5708 | 2083.7492 | 1.2088 | -4.5871 | 2111.8233 | -0.22435 | -0.012917 | -0.00039515 | 17.5 | 1155.6741 | -79.0696 | 18.52 | 15688.1368 | -1019.8952 | 23.5375 | 0 | 0 | -0.0003 | 0 | 0.021736 | 0.080092 | 0.022 | 0.022
TLD | QG.2116.TLD | QG | QG.1.TLD | QUAD | 4 | -0.96 | 0 | 0 | 0 | 2087.9992 | 1.2621 | -5.592 | 2115.9523 | -0.24471 | -0.012917 | -0.00039515 | 17.5 | 21888.02 | -10400.4269 | 18.5204 | 1238.0425 | -2236.3877 | 24.0374 | 0 | 0 | 0.0001 | 0.0001 | 0.094593 | 0.0225 | 0.047 | 0.047
TLD | BPM.2117.TLD | BPM | _ | MONI | 0 | 0 | 0 | 0 | 0 | 2090.0992 | 1.2884 | -6.1008 | 2117.9895 | -0.24471 | -0.012917 | -0.00039515 | 17.5 | 24017.5246 | -10894.6191 | 18.5204 | 1725.7179 | -2640.3666 | 24.0374 | 0 | 0 | 0.0001 | 0.0001 | 0.099088 | 0.026564 | 0.022 | 0.022
TLD | CXE.2118.TLD | CXE | _ | HKIC | 0.1 | 0 | 0 | 0 | 0 | 2090.2492 | 1.2903 | -6.1371 | 2118.1351 | -0.24471 | -0.012917 | -0.00039515 | 17.5 | 28573.0491 | -11883.0035 | 18.5204 | 2943.4561 | -3448.3245 | 24.0374 | 0 | 0 | 0.0001 | 0.0001 | 0.10808 | 0.034691 | 0.022 | 0.022
TLD | CYE.2118.TLD | CYE | _ | VKIC | 0.1 | 0 | 0 | 0 | 0 | 2090.4492 | 1.2928 | -6.1856 | 2118.3291 | -0.24471 | -0.012917 | -0.00039515 | 17.5 | 33523.9273 | -12871.3878 | 18.5204 | 4484.3775 | -4256.2824 | 24.0374 | 0 | 0 | 0.0002 | 0.0001 | 0.11707 | 0.042822 | 0.022 | 0.022
TLD | SWEEP.2119.TLD | SWEEP | _ | SWEEPER | 0.5 | 0 | 0 | 0 | 0 | 2091.2492 | 1.3028 | -6.3794 | 2119.1052 | -0.24471 | -0.012917 | -0.00039515 | 17.5 | 64208.6247 | -17813.3096 | 18.5204 | 17036.7317 | -8296.0718 | 24.0375 | 0 | 0 | 0.0003 | 0.0001 | 0.16201 | 0.083463 | 0.047 | 0.047
TLD | DUWINDOW.2128.TLD | DUWINDOW | _ | MARK | 0 | 0 | 0 | 0 | 0 | 2100.9752 | 1.4247 | -8.7358 | 2128.5406 | -0.24471 | -0.012917 | -0.00039515 | 17.5 | 845564.2346 | -64642.9599 | 18.5204 | 537015.0588 | -46577.116 | 24.0375 | 0 | 0 | 0.0016 | 0.0001 | 0.58793 | 0.46859 | #N/A | #N/A
TLD | DUSTART.2130.TLD | DUSTART | _ | MARK | 0 | 0 | 0 | 0 | 0 | 2102.9752 | 1.4498 | -9.2204 | 2130.4809 | -0.24471 | -0.012917 | -0.00039515 | 17.5 | 1123903.761 | -74526.8034 | 18.5204 | 739482.6803 | -54656.6948 | 24.0375 | 0 | 0 | 0.0019 | 0.0001 | 0.67783 | 0.54988 | #N/A | #N/A
TLD | END.2130.TLD | END | _ | MARK | 0 | 0 | 0 | 0 | 0 | 2102.9752 | 1.4498 | -9.2204 | 2130.4809 | -0.24471 | -0.012917 | -0.00039515 | 17.5 | 1123903.761 | -74526.8034 | 18.5204 | 739482.6803 | -54656.6948 | 24.0375 | 0 | 0 | 0.0019 | 0.0001 | 0.67783 | 0.54988 | #N/A | #N/A
[30 empty] | #N/A | #N/A
I1D | START.60.I1D | START | _ | MARK | 0 | 0 | 0 | 0 | 0 | 31.5542 | 0 | -2.75 | 60.3604 | 0 | 0 | 0 | 0.13 | 2.0404 | -2.4711 | 1.4919 | 89.2333 | -54.9811 | 1.0267 | 0 | 0 | 0 | 0 | 0.010596 | 0.070076 | #N/A | #N/A
I1D | BI.60.I1D | BI | BI.3.I1D | SBEN | 0.5 | 0.3142 | 0 | 0 | 0 | 31.8042 | 0.0356 | -2.75 | 60.6295 | 0 | 0.47124 | 0 | 0.13 | 4.9996 | -3.2514 | 1.5165 | 152.6863 | -71.9249 | 1.0274 | 0.0779 | 0.309 | 0 | 0 | 0.018924 | 0.091665 | 0.017 | 0.017
I1D | QI.63.I1D | QI | QI.15.I1D | QUAD | 0.25 | 0 | 0 | 0 | 0 | 35.1792 | -1.0436 | -2.75 | 63.8243 | 0 | 0.31416 | 0 | 0.13 | 50.5802 | -10.7734 | 1.5493 | 978.1377 | -182.0601 | 1.0287 | 1.0822 | 0.309 | 0 | 0 | 0.085225 | 0.23201 | 0.022 | 0.022
I1D | QI.64.I1D | QI | QI.16.I1D | QUAD | 0.25 | 0 | 0 | 0 | 0 | 35.9292 | -1.2753 | -2.75 | 64.5376 | 0 | 0.31416 | 0 | 0.13 | 68.0421 | -12.5093 | 1.5513 | 1270.2898 | -207.4759 | 1.0288 | 1.314 | 0.309 | 0 | 0 | 0.10061 | 0.2644 | 0.022 | 0.022
I1D | DUMP.67.I1D | DUMP | _ | DUMP | 1 | 0 | 0 | 0 | 0 | 39.5542 | -2.3955 | -2.75 | 67.9851 | 0 | 0.31416 | 0 | 0.13 | 205.1476 | -21.7671 | 1.5567 | 3472.3012 | -343.0269 | 1.0291 | 2.5501 | 0.309 | 0 | 0 | 0.18275 | 0.43713 | #N/A | #N/A
I1D | END.68.I1D | END | _ | MARK | 0 | 0 | 0 | 0 | 0 | 40.0542 | -2.55 | -2.75 | 68.4607 | 0 | 0.31416 | 0 | 0.13 | 205.1476 | -21.7671 | 1.5567 | 3472.3012 | -343.0269 | 1.0291 | 2.5501 | 0.309 | 0 | 0 | 0.18275 | 0.43713 | #N/A | #N/A
[30 empty] | #N/A | #N/A
B1D | START.224.B1D | START | _ | MARK | 0 | 0 | 0 | 0 | 0 | 195.8896 | 0 | 0 | 224.2352 | 0 | 0 | 0 | 0.5 | 705.2022 | 97.2667 | 3.5293 | 41.1408 | -23.0656 | 5.0087 | 0 | 0 | 0 | 0 | 0.10045 | 0.024262 | #N/A | #N/A
B1D | BF.224.B1D | BF | BF.1.B1D | SBEN | 1 | -0.3491 | 0 | 0 | -1.5708 | 196.3896 | 0 | -0.0859 | 224.7226 | -0.17453 | 0 | 0 | 0.5 | 524.0859 | 83.8495 | 3.5295 | 91.2408 | -24.9828 | 5.0112 | 0 | 0 | 0.1728 | 0.342 | 0.086595 | 0.041315 | 0.017 | 0.017
B1D | QC.226.B1D | QC | QC.19.B1D | QUAD | 0.3 | 0 | 0 | 0 | 0 | 198.0396 | 0 | -0.5661 | 226.2957 | -0.34907 | 0 | 0 | 0.5 | 328.7522 | 66.4072 | 3.53 | 167.7751 | -33.8898 | 5.0129 | 0 | 0 | 0.6174 | 0.342 | 0.068584 | 0.067517 | 0.022 | 0.022
B1D | OTR.227.B1D | OTR | OTR.1.B1D | INSTR | 0 | 0 | 0 | 0 | 0 | 199.0896 | 0 | -0.9252 | 227.2823 | -0.34907 | 0 | 0 | 0.5 | 220.0871 | 54.3318 | 3.5306 | 234.3265 | -40.0562 | 5.0136 | 0 | 0 | 0.9252 | 0.342 | 0.056116 | 0.085659 | 0.017 | 0.017
B1D | DUMP.228.B1D | DUMP | _ | DUMP | 1 | 0 | 0 | 0 | 0 | 200.1896 | 0 | -1.3014 | 228.316 | -0.34907 | 0 | 0 | 0.5 | 80.5733 | 32.8643 | 3.5325 | 380.0462 | -51.0186 | 5.0145 | 0 | 0 | 1.4724 | 0.342 | 0.033954 | 0.11791 | #N/A | #N/A
B1D | END.228.B1D | END | _ | MARK | 0 | 0 | 0 | 0 | 0 | 200.6896 | 0 | -1.4724 | 228.7858 | -0.34907 | 0 | 0 | 0.5 | 80.5733 | 32.8643 | 3.5325 | 380.0462 | -51.0186 | 5.0145 | 0 | 0 | 1.4724 | 0.342 | 0.033954 | 0.11791 | #N/A | #N/A
[30 empty] | #N/A | #N/A
B2D | START.455.B2D | START | _ | MARK | 0 | 0 | 0 | 0 | 0 | 426.812 | 0 | 0 | 455.1456 | 0 | 0 | 0 | 2 | 3.8587 | 1.1535 | 5.1625 | 18.0323 | 0.4683 | 7.0532 | 0 | 0 | 0 | 0 | 0.0037152 | 0.0080313 | #N/A | #N/A
B2D | BG.456.B2D | BG | BG.1.B2D | SBEN | 2.5 | -0.3491 | 0 | 0 | -1.5708 | 428.062 | 0 | -0.2149 | 456.3641 | -0.17453 | 0 | 0 | 2 | 1.866 | -0.3565 | 5.3533 | 14.1729 | 1.0123 | 7.0777 | 0 | 0 | 0.4319 | 0.342 |  |  | 0.017 | 0.017
B2D | QD.458.B2D | QD | QD.21.B2D | QUAD | 0.3 | 0 | 0 | 0 | 0 | 430.462 | 0 | -0.8252 | 458.6758 | -0.34907 | 0 | 0 | 2 | 3.8135 | -1.1416 | 5.4343 | 11.7823 | 0.8266 | 7.0937 | 0 | 0 | 0.8765 | 0.342 | 0.0036934 | 0.032787 | 0.022 | 0.022
B2D | OTR1.459.B2D | OTR1 | _ | INSTR | 0 | 0 | 0 | 0 | 0 | 431.512 | 0 | -1.1844 | 459.6625 | -0.34907 | 0 | 0 | 2 | 6.3577 | -1.6852 | 5.4636 | 10.4102 | 0.698 | 7.1067 | 0 | 0 | 1.1844 | 0.342 | 0.0047688 | 0.041634 | #N/A | #N/A
B2D | DUMP.460.B2D | DUMP | _ | DUMP | 1 | 0 | 0 | 0 | 0 | 432.612 | 0 | -1.5606 | 460.6961 | -0.34907 | 0 | 0 | 2 | 13.2967 | -2.6516 | 5.4914 | 8.5424 | 0.4694 | 7.1338 | 0 | 0 | 1.7316 | 0.342 | 0.0068965 | 0.057476 | #N/A | #N/A
B2D | END.461.B2D | END | _ | MARK | 0 | 0 | 0 | 0 | 0 | 433.112 | 0 | -1.7316 | 461.166 | -0.34907 | 0 | 0 | 2 | 13.2967 | -2.6516 | 5.4914 | 8.5424 | 0.4694 | 7.1338 | 0 | 0 | 1.7316 | 0.342 | 0.0068965 | 0.057476 | #N/A | #N/A
[30 empty] | #N/A | #N/A
T6 | START.2549.T6 | START | _ | MARK | 0 | 0 | 0 | 0 | 0 | 2513.8042 | 19.7215 | -2.6413 | 2549.1809 | -0.000365 | -0.039865 | 1.5e-05 | 17.5 | 14.1862 | 7.785 | 21.0539 | 60.8865 | -18.0616 | 25.5175 | 0 | 0 | 0 | 0 | 0.0024082 | 0.004989 | #N/A | #N/A
T6 | BSEC.2560.T6 | BSEC | _ | BSEC | 2 | 0 | 0 | 0 | 0 | 2524.8042 | 20.1599 | -2.6453 | 2560.1722 | -0.000365 | -0.039865 | 1.5e-05 | 17.5 | 452.6943 | -44.3274 | 21.53 | 1268.2594 | -82.5528 | 25.5244 | 0 | 0 | 0 | 0 | 0.013604 | 0.02277 | 0.017 | 0.017
[30 empty] | #N/A | #N/A
T7 | START.3149.T7 | START | _ | MARK | 0 | 0 | 0 | 0 | 0 | 3122.1986 | 28.5041 | -2.8607 | 3149.9806 | -0.000365 | -0.030035 | 1.1e-05 | 17.5 | 204.7665 | 10.782 | 27.0012 | 14256.7262 | 1088.8671 | 31.0159 | 0.0004 | 0 | 0 | 0 | 0.0091612 | 0.076342 | #N/A | #N/A
T7 | BSEC.3160.T7 | BSEC | _ | BSEC | 2 | 0 | 0 | 0 | 0 | 3133.1986 | 28.8344 | -2.8647 | 3160.9756 | -0.000365 | -0.030035 | 1.1e-05 | 17.5 | 28.4541 | 3.9107 | 27.0264 | 99.3923 | 90.9108 | 31.0175 | 0 | 0 | 0 | 0 | 0.0034106 | 0.0063743 | 0.017 | 0.017
[30 empty] | #N/A | #N/A
T8 | START.2824.T8 | START | _ | MARK | 0 | 0 | 0 | 0 | 0 | 2789.1602 | 18.9637 | -2.7418 | 2824.5353 | -0.000365 | -0.003864 | 1e-06 | 17.5 | 117.112 | 21.8254 | 24.0251 | 26.689 | 0.2659 | 28.0476 | 0.0001 | 0 | 0 | 0 | 0.0069222 | 0.0033031 | #N/A | #N/A
T8 | BSEC.2835.T8 | BSEC | _ | BSEC | 2 | 0 | 0 | 0 | 0 | 2800.1602 | 19.0062 | -2.7458 | 2835.5352 | -0.000365 | -0.003864 | 1e-06 | 17.5 | 180.2456 | -27.0865 | 24.512 | 26.084 | -0.2155 | 28.1228 | -0.0002 | 0 | 0 | 0 | 0.00859 | 0.0032654 | 0.017 | 0.017
[30 empty] | #N/A | #N/A
T9 | START.2587.T9 | START | _ | MARK | 0 | 0 | 0 | 0 | 0 | 2551.8079 | 0 | -2.6553 | 2587.5711 | -0.000365 | 0 | 0 | 17.5 | 109.4841 | -25.9334 | 21.5229 | 13.7448 | -1.5866 | 25.4959 | 0 | 0 | 0 | 0 | 0.0066901 | 0.0023704 | #N/A | #N/A
T9 | BSEC.2598.T9 | BSEC | _ | BSEC | 2 | 0 | 0 | 0 | 0 | 2562.8079 | 0 | -2.6593 | 2598.5711 | -0.000365 | 0 | 0 | 17.5 | 1617.7635 | -99.7566 | 21.5274 | 88.6707 | -4.6573 | 25.5518 | 0 | 0 | 0 | 0 | 0.025717 | 0.0060207 | 0.017 | 0.017
[30 empty] | #N/A | #N/A
T10 | START.3066.T10 | START | _ | MARK | 0 | 0 | 0 | 0 | 0 | 2551.8079 | -10.8588 | -2.8302 | 3066.4666 | -0.000365 | 0.023007 | -8e-06 | 17.5 | 109.4841 | -25.9334 | 21.5229 | 13.7448 | -1.5866 | 25.4959 | 0 | 0 | 0 | 0 | 0.0066901 | 0.0023704 | #N/A | #N/A
T10 | BSEC.3077.T10 | BSEC | _ | BSEC | 2 | 0 | 0 | 0 | 0 | 2562.8079 | -11.1119 | -2.8342 | 3077.4637 | -0.000365 | 0.023007 | -8e-06 | 17.5 | 1617.7635 | -99.7566 | 21.5274 | 88.6707 | -4.6573 | 25.5518 | 0 | 0 | 0 | 0 | 0.025717 | 0.0060207 | 0.017 | 0.017

## POWERSUPPLIES
SECTION | TYPE | CIRCUIT | CLASS | #_OF_MAGNETS | STRENGTH | Z | DIST_TO_HALL | ENOM | Cable Length | LENGTH | EMAX | IMAX | VMAX | GMAX | Cable Cross Section | GNOM | GEMAX | INOM | NominalCable Voltage | NominalTotal Voltage | NominalPower | Max Cable Voltage | Max Total Voltage | Total Power
. | . | . | . | . | [m^(n-1)] | [m] | [m] | [GeV] | [m] | [m] | [GeV] | [A] | [V] | [m^(-n+1)] | [mm^2] | [m^(-n+1)] | [m^(-n+1)] | [A] | [V] | [V] | [kW] | [V] | [V] | [kW]
I1 | BI | BI.1.I1 | SBEN | 1 | 0.30173 | 72.6057 | 72.6057 | 0.13 | 245.2114 | 0.5 | 0.15 | 668 | 2.9 | 0.31421 | 370 | 0.26168 | 0.30193 | 556.3144 | 6.5837 | 8.9989 | 5.0062 | 7.9055 | 10.8055 | 7.218
I1 | BI | BI.2.I1 | SBEN | 1 | -0.30173 | 81.4528 | 81.4528 | 0.13 | 262.9056 | 0.5 | 0.15 | 668 | 2.9 | 0.31421 | 370 | 0.26168 | 0.30193 | 556.3144 | 7.0588 | 9.4739 | 5.2705 | 8.4759 | 11.3759 | 7.5991
I1 | Q | Q.0.I1 | QUAD | 1 | -0.042186 | 43.468 | 43.468 | 0.13 | 186.936 | 0.1665 | 25 | 50 | 0.1 | 35 | 50 | 0.10987 | 21.1283 | 0.15695 | 0.010479 | 0.010793 | 1.6939e-06 | 3.3381 | 3.4381 | 0.17191
I1 | QI | QI.3.I1 | QUAD | 1 | 0.93212 | 47.1354 | 47.1354 | 0.13 | 194.2708 | 0.2 | 0.15 | 61 | 2 | 5.0033 | 50 | 2.0209 | 2.3319 | 24.639 | 1.7095 | 2.5174 | 0.062025 | 4.2323 | 6.2323 | 0.38017
I1 | QI | QI.4.I1 | QUAD | 1 | -0.90217 | 47.4854 | 47.4854 | 0.13 | 194.9708 | 0.2 | 0.15 | 61 | 2 | 5.0033 | 2.5 | 1.956 | 2.2569 | 23.8473 | 33.2109 | 33.9928 | 0.81063 | 84.9516 | 86.9516 | 5.304
I1 | QI | QI.5.I1 | QUAD | 1 | -0.20798 | 50.7354 | 50.7354 | 0.13 | 201.4708 | 0.2 | 0.15 | 61 | 2 | 5.0033 | 50 | 0.45092 | 0.52029 | 5.4975 | 0.39557 | 0.57581 | 0.0031656 | 4.3892 | 6.3892 | 0.38974
I1 | QI | QI.6.I1 | QUAD | 1 | 1.5615 | 51.4854 | 51.4854 | 0.13 | 202.9708 | 0.2 | 0.15 | 61 | 2 | 5.0033 | 50 | 3.3855 | 3.9063 | 41.2751 | 2.992 | 4.3453 | 0.17935 | 4.4219 | 6.4219 | 0.39173
I1 | QI | QI.1.I1 | QUAD | 4 | -0.88742 | 52.0104 | 57.6354 | 0.13 | 215.2708 | 0.2 | 0.15 | 61 | 2 | 5.0033 | 50 | 1.924 | 2.22 | 23.4575 | 1.8035 | 4.8799 | 0.11447 | 4.6898 | 12.6898 | 0.77408
I1 | QI | QI.2.I1 | QUAD | 3 | 0.88742 | 52.9604 | 56.7104 | 0.13 | 213.4208 | 0.2 | 0.15 | 61 | 2 | 5.0033 | 50 | 1.924 | 2.22 | 23.4575 | 1.788 | 4.0953 | 0.096064 | 4.6495 | 10.6495 | 0.64962
I1 | QI | QI.7.I1 | QUAD | 1 | 0.58619 | 58.9854 | 58.9854 | 0.13 | 217.9708 | 0.2 | 0.15 | 61 | 2 | 5.0033 | 50 | 1.2709 | 1.4665 | 15.495 | 1.2062 | 1.7143 | 0.026562 | 4.7486 | 6.7486 | 0.41167
I1 | QI | QI.8.I1 | QUAD | 1 | 0.41931 | 59.7354 | 59.7354 | 0.13 | 219.4708 | 0.2 | 0.15 | 61 | 2 | 5.0033 | 50 | 0.90912 | 1.049 | 11.0838 | 0.86878 | 1.2322 | 0.013657 | 4.7813 | 6.7813 | 0.41366
I1 | QI | QI.9.I1 | QUAD | 1 | -0.48768 | 63.4854 | 63.4854 | 0.13 | 226.9708 | 0.2 | 0.15 | 61 | 2 | 5.0033 | 50 | 1.0573 | 1.22 | 12.891 | 1.045 | 1.4676 | 0.018919 | 4.9447 | 6.9447 | 0.42363
I1 | QI | QI.10.I1 | QUAD | 1 | 0.48588 | 64.7354 | 64.7354 | 0.13 | 229.4708 | 0.2 | 0.15 | 61 | 2 | 5.0033 | 50 | 1.0534 | 1.2155 | 12.8435 | 1.0526 | 1.4737 | 0.018927 | 4.9992 | 6.9992 | 0.42695
I1 | QI | QI.11.I1 | QUAD | 1 | -0.52393 | 70.4854 | 70.4854 | 0.13 | 240.9708 | 0.2 | 0.15 | 61 | 2 | 5.0033 | 50 | 1.1359 | 1.3107 | 13.8492 | 1.1919 | 1.646 | 0.022795 | 5.2497 | 7.2497 | 0.44223
I1 | QI | QI.12.I1 | QUAD | 1 | 0.48611 | 71.7354 | 71.7354 | 0.13 | 243.4708 | 0.2 | 0.15 | 61 | 2 | 5.0033 | 50 | 1.0539 | 1.2161 | 12.8495 | 1.1173 | 1.5386 | 0.01977 | 5.3042 | 7.3042 | 0.44556
I1 | QI | QI.13.I1 | QUAD | 2 | -0.89772 | 74.8818 | 79.1786 | 0.13 | 258.3572 | 0.2 | 0.15 | 61 | 2 | 5.0033 | 50 | 1.9464 | 2.2458 | 23.7297 | 2.1895 | 3.7456 | 0.088882 | 5.6285 | 9.6285 | 0.58734
I1 | QI | QI.14.I1 | QUAD | 1 | 0.49246 | 77.0302 | 77.0302 | 0.13 | 254.0604 | 0.2 | 0.15 | 61 | 2 | 5.0033 | 50 | 1.0677 | 1.232 | 13.0173 | 1.1811 | 1.6079 | 0.020931 | 5.5349 | 7.5349 | 0.45963
I1 | QI | QI.17.I1 | QUAD | 1 | 0.69034 | 82.325 | 82.325 | 0.13 | 264.65 | 0.2 | 0.15 | 61 | 2 | 5.0033 | 50 | 1.4967 | 1.727 | 18.248 | 1.7248 | 2.3231 | 0.042391 | 5.7656 | 7.7656 | 0.4737
I1 | QI | QI.18.I1 | QUAD | 1 | -0.67951 | 83.575 | 83.575 | 0.13 | 267.15 | 0.2 | 0.15 | 61 | 2 | 5.0033 | 50 | 1.4733 | 1.6999 | 17.9618 | 1.7138 | 2.3027 | 0.04136 | 5.8201 | 7.8201 | 0.47702
I1 | QI | QI.19.I1 | QUAD | 1 | 0.52509 | 90.425 | 90.425 | 0.13 | 280.85 | 0.2 | 0.15 | 61 | 2 | 5.0033 | 50 | 1.1384 | 1.3136 | 13.8797 | 1.3922 | 1.8473 | 0.02564 | 6.1185 | 8.1185 | 0.49523
I1 | QI | QI.20.I1 | QUAD | 1 | -0.51289 | 91.675 | 91.675 | 0.13 | 283.35 | 0.2 | 0.15 | 61 | 2 | 5.0033 | 50 | 1.112 | 1.2831 | 13.5574 | 1.372 | 1.8165 | 0.024627 | 6.173 | 8.173 | 0.49855
L1 | Q | Q.1.L1 | QUAD | 1 | 0.050821 | 105.999 | 105.999 | 0.2475 | 311.998 | 0.1665 | 25 | 50 | 0.1 | 35 | 50 | 0.25198 | 25.4528 | 0.35997 | 0.040111 | 0.040831 | 1.4698e-05 | 5.5714 | 5.6714 | 0.28357
L1 | Q | Q.2.L1 | QUAD | 1 | -0.10297 | 117.99 | 117.99 | 0.365 | 335.98 | 0.1665 | 25 | 50 | 0.1 | 35 | 50 | 0.75294 | 51.5714 | 1.0756 | 0.12907 | 0.13122 | 0.00014114 | 5.9996 | 6.0996 | 0.30498
L1 | Q | Q.3.L1 | QUAD | 1 | 0.10992 | 129.981 | 129.981 | 0.4825 | 359.962 | 0.1665 | 25 | 50 | 0.1 | 35 | 50 | 1.0625 | 55.0517 | 1.5178 | 0.19513 | 0.19817 | 0.00030079 | 6.4279 | 6.5279 | 0.32639
L1 | Q | Q.4.L1 | QUAD | 1 | -0.14393 | 141.972 | 141.972 | 0.6 | 383.944 | 0.1665 | 25 | 50 | 0.1 | 35 | 50 | 1.7301 | 72.0861 | 2.4715 | 0.3389 | 0.34384 | 0.00084981 | 6.8561 | 6.9561 | 0.34781
L1 | Q3 | Q3.1.L1 | QUAD | 1 | 0.049765 | 153.964 | 153.964 | 0.55 | 407.928 | 0.1665 | 25 | 50 | 0.1 | 35 | 50 | 0.54832 | 24.924 | 0.78332 | 0.11412 | 0.11569 | 9.062e-05 | 7.2844 | 7.3844 | 0.36922
L1 | Q3 | Q3.2.L1 | QUAD | 1 | -0.070311 | 165.955 | 165.955 | 0.5 | 431.91 | 0.1665 | 25 | 50 | 0.1 | 35 | 50 | 0.70428 | 35.2143 | 1.0061 | 0.1552 | 0.15721 | 0.00015817 | 7.7127 | 7.8127 | 0.39063
B1 | BA | BA.1.B1 | SBEN | 4 | 0.074177 | 176.485 | 198.485 | 0.5 | 496.97 | 0.3 | 0.8 | 473 | 5.4 | 0.66711 | 240 | 0.41236 | 0.65979 | 292.3773 | 10.8112 | 24.1629 | 7.0647 | 17.4901 | 39.0901 | 18.4896
B1 | QC | QC.1.B1 | QUAD | 1 | 0.02081 | 170.785 | 170.785 | 0.5 | 441.57 | 0.2 | 0.8 | 120 | 4.2 | 10.0067 | 50 | 0.17353 | 0.27765 | 2.081 | 0.32817 | 0.40101 | 0.00083448 | 18.9244 | 23.1244 | 2.7749
B1 | QC | QC.2.B1 | QUAD | 1 | 0.1724 | 171.885 | 171.885 | 0.5 | 443.77 | 0.2 | 0.8 | 120 | 4.2 | 10.0067 | 50 | 1.4376 | 2.3002 | 17.2401 | 2.7324 | 3.3358 | 0.057509 | 19.0187 | 23.2187 | 2.7862
B1 | QC | QC.3.B1 | QUAD | 1 | -0.23108 | 174.135 | 174.135 | 0.5 | 448.27 | 0.2 | 0.8 | 120 | 4.2 | 10.0067 | 50 | 1.9269 | 3.0831 | 23.1075 | 3.6994 | 4.5082 | 0.10417 | 19.2116 | 23.4116 | 2.8094
B1 | QC | QC.4.B1 | QUAD | 1 | 0.059188 | 175.235 | 175.235 | 0.5 | 450.47 | 0.2 | 0.8 | 120 | 4.2 | 10.0067 | 50 | 0.49356 | 0.7897 | 5.9188 | 0.95222 | 1.1594 | 0.0068621 | 19.3059 | 23.5059 | 2.8207
B1 | QC | QC.5.B1 | QUAD | 1 | -0.29412 | 200.785 | 200.785 | 0.5 | 501.57 | 0.2 | 0.8 | 120 | 4.2 | 10.0067 | 50 | 2.4526 | 3.9241 | 29.4113 | 5.2685 | 6.2979 | 0.18523 | 21.4959 | 25.6959 | 3.0835
B1 | QC | QC.6.B1 | QUAD | 1 | 0.22317 | 202.685 | 202.685 | 0.5 | 505.37 | 0.2 | 0.8 | 120 | 4.2 | 10.0067 | 50 | 1.861 | 2.9776 | 22.3167 | 4.0279 | 4.809 | 0.10732 | 21.6587 | 25.8587 | 3.103
B1 | QC | QC.7.B1 | QUAD | 1 | 0.32306 | 204.585 | 204.585 | 0.5 | 509.17 | 0.2 | 0.8 | 120 | 4.2 | 10.0067 | 50 | 2.694 | 4.3104 | 32.3063 | 5.8748 | 7.0055 | 0.22632 | 21.8216 | 26.0216 | 3.1226
B1 | QC | QC.8.B1 | QUAD | 1 | -0.34463 | 205.785 | 205.785 | 0.5 | 511.57 | 0.2 | 0.8 | 120 | 4.2 | 10.0067 | 50 | 2.8738 | 4.5981 | 34.4627 | 6.2965 | 7.5027 | 0.25856 | 21.9244 | 26.1244 | 3.1349
B1 | QC | QC.9.B1 | QUAD | 1 | -0.14652 | 206.985 | 206.985 | 0.5 | 513.97 | 0.2 | 0.8 | 120 | 4.2 | 10.0067 | 50 | 1.2218 | 1.955 | 14.6523 | 2.6896 | 3.2024 | 0.046923 | 22.0273 | 26.2273 | 3.1473
B1 | QC | QC.10.B1 | QUAD | 1 | 0.13059 | 208.885 | 208.885 | 0.5 | 517.77 | 0.2 | 0.8 | 120 | 4.2 | 10.0067 | 50 | 1.089 | 1.7424 | 13.059 | 2.4148 | 2.8719 | 0.037504 | 22.1901 | 26.3901 | 3.1668
B1 | QC | QC.11.B1 | QUAD | 1 | -0.40416 | 210.785 | 210.785 | 0.5 | 521.57 | 0.2 | 0.8 | 120 | 4.2 | 10.0067 | 50 | 3.3702 | 5.3924 | 40.416 | 7.5285 | 8.943 | 0.36144 | 22.353 | 26.553 | 3.1864
B1 | QC | QC.12.B1 | QUAD | 2 | 0.4505 | 212.685 | 216.485 | 0.5 | 532.97 | 0.2 | 0.8 | 120 | 4.2 | 10.0067 | 50 | 3.7566 | 6.0106 | 45.0494 | 8.575 | 11.7285 | 0.52836 | 22.8416 | 31.2416 | 3.749
B1 | QC | QC.13.B1 | QUAD | 2 | -0.61665 | 214.585 | 218.385 | 0.5 | 536.77 | 0.2 | 0.8 | 120 | 4.2 | 10.0067 | 50 | 5.1422 | 8.2275 | 61.6647 | 11.8213 | 16.1379 | 0.99514 | 23.0044 | 31.4044 | 3.7685
B1 | QC | QC.14.B1 | QUAD | 1 | -0.028811 | 220.285 | 220.285 | 0.5 | 540.57 | 0.2 | 0.8 | 120 | 4.2 | 10.0067 | 50 | 0.24025 | 0.3844 | 2.8811 | 0.55623 | 0.65706 | 0.0018931 | 23.1673 | 27.3673 | 3.2841
B1 | QC | QC.15.B1 | QUAD | 1 | -0.22699 | 221.785 | 221.785 | 0.5 | 543.57 | 0.2 | 0.8 | 120 | 4.2 | 10.0067 | 50 | 1.8929 | 3.0286 | 22.6991 | 4.4066 | 5.2011 | 0.11806 | 23.2959 | 27.4959 | 3.2995
B1 | QC | QC.16.B1 | QUAD | 1 | 0.38026 | 223.285 | 223.285 | 0.5 | 546.57 | 0.2 | 0.8 | 120 | 4.2 | 10.0067 | 50 | 3.1709 | 5.0735 | 38.026 | 7.4228 | 8.7537 | 0.33287 | 23.4244 | 27.6244 | 3.3149
B1 | QC | QC.17.B1 | QUAD | 1 | -0.22938 | 226.885 | 226.885 | 0.5 | 553.77 | 0.2 | 0.8 | 120 | 4.2 | 10.0067 | 50 | 1.9127 | 3.0604 | 22.9376 | 4.5365 | 5.3393 | 0.12247 | 23.733 | 27.933 | 3.352
L2 | Q | Q.5.L2 | QUAD | 1 | 0.069093 | 241.162 | 241.162 | 0.625 | 582.324 | 0.1665 | 25 | 50 | 0.1 | 35 | 50 | 0.8651 | 34.6043 | 1.2359 | 0.25703 | 0.2595 | 0.0003207 | 10.3986 | 10.4986 | 0.52493
L2 | Q | Q.6.L2 | QUAD | 1 | -0.070888 | 253.153 | 253.153 | 0.75 | 606.306 | 0.1665 | 25 | 50 | 0.1 | 35 | 50 | 1.0651 | 35.5029 | 1.5215 | 0.32947 | 0.33252 | 0.00050594 | 10.8269 | 10.9269 | 0.54634
L2 | Q | Q.7.L2 | QUAD | 1 | 0.069033 | 265.144 | 265.144 | 0.875 | 630.288 | 0.1665 | 25 | 50 | 0.1 | 35 | 50 | 1.2101 | 34.5743 | 1.7287 | 0.38914 | 0.39259 | 0.00067868 | 11.2551 | 11.3551 | 0.56776
L2 | Q | Q.8.L2 | QUAD | 1 | -0.069089 | 277.136 | 277.136 | 1 | 654.272 | 0.1665 | 25 | 50 | 0.1 | 35 | 50 | 1.3841 | 34.6019 | 1.9772 | 0.46202 | 0.46597 | 0.00092135 | 11.6834 | 11.7834 | 0.58917
L2 | Q | Q.9.L2 | QUAD | 1 | 0.08411 | 289.127 | 289.127 | 1.125 | 678.254 | 0.1665 | 25 | 50 | 0.1 | 35 | 50 | 1.8956 | 42.1251 | 2.708 | 0.65598 | 0.66139 | 0.0017911 | 12.1117 | 12.2117 | 0.61058
L2 | Q | Q.10.L2 | QUAD | 1 | -0.08411 | 301.118 | 301.118 | 1.25 | 702.236 | 0.1665 | 25 | 50 | 0.1 | 35 | 50 | 2.1063 | 42.1251 | 3.0089 | 0.75464 | 0.76065 | 0.0022888 | 12.5399 | 12.6399 | 0.632
L2 | Q | Q.11.L2 | QUAD | 1 | 0.08411 | 313.109 | 313.109 | 1.375 | 726.218 | 0.1665 | 25 | 50 | 0.1 | 35 | 50 | 2.3169 | 42.1251 | 3.3098 | 0.85845 | 0.86507 | 0.0028632 | 12.9682 | 13.0682 | 0.65341
L2 | Q | Q.12.L2 | QUAD | 1 | -0.08411 | 325.1 | 325.1 | 1.5 | 750.2 | 0.1665 | 25 | 50 | 0.1 | 35 | 50 | 2.5275 | 42.1251 | 3.6107 | 0.96741 | 0.97463 | 0.0035191 | 13.3964 | 13.4964 | 0.67482
L2 | Q | Q.13.L2 | QUAD | 1 | 0.078976 | 337.092 | 337.092 | 1.625 | 774.184 | 0.1665 | 25 | 50 | 0.1 | 35 | 50 | 2.571 | 39.554 | 3.6729 | 1.0155 | 1.0229 | 0.0037568 | 13.8247 | 13.9247 | 0.69624
L2 | Q | Q.14.L2 | QUAD | 1 | -0.045727 | 349.083 | 349.083 | 1.75 | 798.166 | 0.1665 | 25 | 50 | 0.1 | 35 | 50 | 1.6031 | 22.9018 | 2.2902 | 0.65283 | 0.65741 | 0.0015056 | 14.253 | 14.353 | 0.71765
L2 | Q | Q.15.L2 | QUAD | 1 | -0.0033879 | 361.074 | 361.074 | 1.875 | 822.148 | 0.1665 | 25 | 50 | 0.1 | 35 | 50 | 0.12726 | 1.6968 | 0.1818 | 0.05338 | 0.053743 | 9.7703e-06 | 14.6812 | 14.7812 | 0.73906
L2 | Q | Q.16.L2 | QUAD | 1 | 0.077464 | 373.065 | 373.065 | 2 | 846.13 | 0.1665 | 25 | 50 | 0.1 | 35 | 50 | 3.1037 | 38.7968 | 4.4339 | 1.3399 | 1.3487 | 0.0059802 | 15.1095 | 15.2095 | 0.76047
B2 | BB | BB.1.B2 | SBEN | 4 | 0.036295 | 380.596 | 401.296 | 2 | 902.592 | 0.3 | 3 | 900 | 10 | 1.2675 | 370 | 0.80709 | 1.2106 | 573.0745 | 24.9639 | 50.4339 | 28.9024 | 39.2053 | 79.2053 | 71.2847
B2 | QD | QD.1.B2 | QUAD | 1 | -0.13869 | 376.596 | 376.596 | 2 | 853.192 | 0.2 | 3 | 240 | 8.2 | 20.0133 | 50 | 4.626 | 6.939 | 55.4745 | 16.9037 | 18.7991 | 1.0429 | 73.1307 | 81.3307 | 19.5194
B2 | QD | QD.2.B2 | QUAD | 1 | 0.35386 | 379.196 | 379.196 | 2 | 858.392 | 0.2 | 3 | 240 | 8.2 | 20.0133 | 50 | 11.8031 | 17.7047 | 141.5425 | 43.3925 | 48.2285 | 6.8264 | 73.5765 | 81.7765 | 19.6263
B2 | QD | QD.3.B2 | QUAD | 1 | -0.28929 | 379.796 | 379.796 | 2 | 859.592 | 0.2 | 3 | 240 | 8.2 | 20.0133 | 50 | 9.6492 | 14.4739 | 115.7134 | 35.5237 | 39.4772 | 4.568 | 73.6793 | 81.8793 | 19.651
B2 | QD | QD.5.B2 | QUAD | 1 | 0.12082 | 405.896 | 405.896 | 2 | 911.792 | 0.2 | 3 | 240 | 8.2 | 20.0133 | 50 | 4.0299 | 6.0449 | 48.3266 | 15.7371 | 17.3882 | 0.84031 | 78.1536 | 86.3536 | 20.7249
B2 | QD | QD.6.B2 | QUAD | 1 | -0.35268 | 406.796 | 406.796 | 2 | 913.592 | 0.2 | 3 | 240 | 8.2 | 20.0133 | 50 | 11.7638 | 17.6457 | 141.0709 | 46.029 | 50.8489 | 7.1733 | 78.3079 | 86.5079 | 20.7619
B2 | QD | QD.7.B2 | QUAD | 1 | 0.23868 | 407.696 | 407.696 | 2 | 915.392 | 0.2 | 3 | 240 | 8.2 | 20.0133 | 50 | 7.9612 | 11.9419 | 95.4711 | 31.212 | 34.4739 | 3.2913 | 78.4622 | 86.6622 | 20.7989
B2 | QD | QD.8.B2 | QUAD | 1 | -0.26202 | 413.696 | 413.696 | 2 | 927.392 | 0.2 | 3 | 240 | 8.2 | 20.0133 | 50 | 8.7397 | 13.1097 | 104.8071 | 34.7133 | 38.2942 | 4.0135 | 79.4907 | 87.6907 | 21.0458
B2 | QD | QD.9.B2 | QUAD | 1 | 0.2041 | 415.196 | 415.196 | 2 | 930.392 | 0.2 | 3 | 240 | 8.2 | 20.0133 | 50 | 6.808 | 10.212 | 81.6412 | 27.128 | 29.9174 | 2.4425 | 79.7479 | 87.9479 | 21.1075
B2 | QD | QD.10.B2 | QUAD | 1 | 0.10301 | 419.396 | 419.396 | 2 | 938.792 | 0.2 | 3 | 240 | 8.2 | 20.0133 | 50 | 3.4359 | 5.1539 | 41.2034 | 13.8148 | 15.2226 | 0.62722 | 80.4679 | 88.6679 | 21.2803
B2 | QD | QD.11.B2 | QUAD | 1 | -0.12494 | 422.096 | 422.096 | 2 | 944.192 | 0.2 | 3 | 240 | 8.2 | 20.0133 | 50 | 4.1675 | 6.2513 | 49.9766 | 16.8527 | 18.5602 | 0.92757 | 80.9307 | 89.1307 | 21.3914
B2 | QD | QD.12.B2 | QUAD | 1 | 0.095992 | 424.796 | 424.796 | 2 | 949.592 | 0.2 | 3 | 240 | 8.2 | 20.0133 | 50 | 3.2019 | 4.8028 | 38.3968 | 13.0219 | 14.3338 | 0.55037 | 81.3936 | 89.5936 | 21.5025
B2 | QD | QD.13.B2 | QUAD | 1 | -0.15824 | 428.596 | 428.596 | 2 | 957.192 | 0.2 | 3 | 240 | 8.2 | 20.0133 | 50 | 5.2781 | 7.9172 | 63.2949 | 21.6376 | 23.8002 | 1.5064 | 82.045 | 90.245 | 21.6588
B2 | QD | QD.14.B2 | QUAD | 1 | -0.10846 | 432.396 | 432.396 | 2 | 964.792 | 0.2 | 3 | 240 | 8.2 | 20.0133 | 50 | 3.6178 | 5.4268 | 43.385 | 14.9491 | 16.4314 | 0.71288 | 82.6965 | 90.8965 | 21.8151
B2 | QD | QD.15.B2 | QUAD | 2 | 0.21132 | 436.196 | 443.796 | 2 | 987.592 | 0.2 | 3 | 240 | 8.2 | 20.0133 | 50 | 7.0486 | 10.5729 | 84.5264 | 29.8134 | 35.5894 | 3.0082 | 84.6507 | 101.0507 | 24.2522
B2 | QD | QD.16.B2 | QUAD | 2 | -0.29823 | 439.996 | 447.596 | 2 | 995.192 | 0.2 | 3 | 240 | 8.2 | 20.0133 | 50 | 9.9477 | 14.9217 | 119.2934 | 42.3999 | 50.5517 | 6.0305 | 85.3022 | 101.7022 | 24.4085
B2 | QD | QD.17.B2 | QUAD | 1 | -0.063084 | 450.846 | 450.846 | 2 | 1001.692 | 0.2 | 3 | 240 | 8.2 | 20.0133 | 50 | 2.1042 | 3.1563 | 25.2335 | 9.0272 | 9.8893 | 0.24954 | 85.8593 | 94.0593 | 22.5742
B2 | QD | QD.18.B2 | QUAD | 1 | 0.12596 | 452.346 | 452.346 | 2 | 1004.692 | 0.2 | 3 | 240 | 8.2 | 20.0133 | 50 | 4.2016 | 6.3024 | 50.3853 | 18.0792 | 19.8007 | 0.99767 | 86.1165 | 94.3165 | 22.6359
B2 | QD | QD.19.B2 | QUAD | 1 | 0.086395 | 454.096 | 454.096 | 2 | 1008.192 | 0.2 | 3 | 240 | 8.2 | 20.0133 | 50 | 2.8818 | 4.3226 | 34.5579 | 12.4432 | 13.624 | 0.47082 | 86.4165 | 94.6165 | 22.7079
B2 | QD | QD.20.B2 | QUAD | 1 | -0.1738 | 460.996 | 460.996 | 2 | 1021.992 | 0.2 | 3 | 240 | 8.2 | 20.0133 | 50 | 5.7973 | 8.696 | 69.5213 | 25.3751 | 27.7504 | 1.9292 | 87.5993 | 95.7993 | 22.9918
L3 | Q | Q.17.L3 | QUAD | 1 | 0.091289 | 475.272 | 0 | 2.155 | 100 | 0.1665 | 25 | 50 | 0.1 | 35 | 50 | 3.9411 | 45.7205 | 5.6301 | 0.20108 | 0.21234 | 0.0011955 | 1.7857 | 1.8857 | 0.094286
L3 | Q | Q.18.L3 | QUAD | 1 | -0.10782 | 487.264 | 0 | 2.31 | 100 | 0.1665 | 25 | 50 | 0.1 | 35 | 50 | 4.9894 | 53.998 | 7.1277 | 0.25456 | 0.26882 | 0.001916 | 1.7857 | 1.8857 | 0.094286
L3 | Q | Q.19.L3 | QUAD | 1 | 0.081419 | 499.255 | 0 | 2.465 | 100 | 0.1665 | 25 | 50 | 0.1 | 35 | 50 | 4.0207 | 40.7776 | 5.7438 | 0.20514 | 0.21662 | 0.0012442 | 1.7857 | 1.8857 | 0.094286
L3 | Q | Q.20.L3 | QUAD | 1 | -0.076199 | 511.246 | 0 | 2.62 | 100 | 0.1665 | 25 | 50 | 0.1 | 35 | 50 | 3.9995 | 38.1629 | 5.7135 | 0.20405 | 0.21548 | 0.0012312 | 1.7857 | 1.8857 | 0.094286
L3 | Q | Q.21.L3 | QUAD | 1 | 0.07352 | 523.237 | 0 | 2.775 | 100 | 0.1665 | 25 | 50 | 0.1 | 35 | 50 | 4.0871 | 36.8212 | 5.8388 | 0.20853 | 0.22021 | 0.0012857 | 1.7857 | 1.8857 | 0.094286
L3 | Q | Q.22.L3 | QUAD | 1 | -0.083077 | 535.228 | 0 | 2.93 | 100 | 0.1665 | 25 | 50 | 0.1 | 35 | 50 | 4.8764 | 41.6081 | 6.9664 | 0.2488 | 0.26273 | 0.0018303 | 1.7857 | 1.8857 | 0.094286
L3 | Q | Q.23.L3 | QUAD | 1 | 0.075429 | 547.22 | 0 | 3.085 | 100 | 0.1665 | 25 | 50 | 0.1 | 35 | 50 | 4.6617 | 37.7775 | 6.6596 | 0.23784 | 0.25116 | 0.0016726 | 1.7857 | 1.8857 | 0.094286
L3 | Q | Q.24.L3 | QUAD | 1 | -0.093038 | 559.211 | 0 | 3.24 | 100 | 0.1665 | 25 | 50 | 0.1 | 35 | 50 | 6.0389 | 46.5965 | 8.627 | 0.30811 | 0.32536 | 0.0028069 | 1.7857 | 1.8857 | 0.094286
L3 | Q | Q.25.L3 | QUAD | 1 | 0.075429 | 573.277 | 0 | 3.395 | 100 | 0.1665 | 25 | 50 | 0.1 | 35 | 50 | 5.1302 | 37.7775 | 7.3288 | 0.26174 | 0.2764 | 0.0020257 | 1.7857 | 1.8857 | 0.094286
L3 | Q | Q.26.L3 | QUAD | 1 | -0.093038 | 585.269 | 0 | 3.55 | 100 | 0.1665 | 25 | 50 | 0.1 | 35 | 50 | 6.6167 | 46.5965 | 9.4524 | 0.33759 | 0.35649 | 0.0033697 | 1.7857 | 1.8857 | 0.094286
L3 | Q | Q.27.L3 | QUAD | 1 | 0.07352 | 597.26 | 0 | 3.705 | 100 | 0.1665 | 25 | 50 | 0.1 | 35 | 50 | 5.4569 | 36.8212 | 7.7956 | 0.27841 | 0.294 | 0.0022919 | 1.7857 | 1.8857 | 0.094286
L3 | Q | Q.28.L3 | QUAD | 1 | -0.083077 | 609.251 | 0 | 3.86 | 100 | 0.1665 | 25 | 50 | 0.1 | 35 | 50 | 6.4243 | 41.6081 | 9.1775 | 0.32777 | 0.34612 | 0.0031766 | 1.7857 | 1.8857 | 0.094286
L3 | Q | Q.29.L3 | QUAD | 1 | 0.084101 | 621.242 | 0 | 4.015 | 100 | 0.1665 | 25 | 50 | 0.1 | 35 | 50 | 6.7645 | 42.1206 | 9.6636 | 0.34513 | 0.36446 | 0.003522 | 1.7857 | 1.8857 | 0.094286
L3 | Q | Q.30.L3 | QUAD | 1 | -0.084101 | 633.233 | 0 | 4.17 | 100 | 0.1665 | 25 | 50 | 0.1 | 35 | 50 | 7.0257 | 42.1206 | 10.0367 | 0.35845 | 0.37853 | 0.0037992 | 1.7857 | 1.8857 | 0.094286
L3 | Q | Q.31.L3 | QUAD | 1 | 0.084101 | 645.225 | 0 | 4.325 | 100 | 0.1665 | 25 | 50 | 0.1 | 35 | 50 | 7.2868 | 42.1206 | 10.4098 | 0.37178 | 0.3926 | 0.0040868 | 1.7857 | 1.8857 | 0.094286
L3 | Q | Q.32.L3 | QUAD | 1 | -0.084101 | 657.216 | 0 | 4.48 | 100 | 0.1665 | 25 | 50 | 0.1 | 35 | 50 | 7.548 | 42.1206 | 10.7828 | 0.3851 | 0.40667 | 0.004385 | 1.7857 | 1.8857 | 0.094286
L3 | Q | Q.33.L3 | QUAD | 1 | 0.07352 | 669.207 | 0 | 4.635 | 100 | 0.1665 | 25 | 50 | 0.1 | 35 | 50 | 6.8266 | 36.8212 | 9.7523 | 0.3483 | 0.3678 | 0.0035869 | 1.7857 | 1.8857 | 0.094286
L3 | Q | Q.34.L3 | QUAD | 1 | -0.083077 | 681.198 | 0 | 4.79 | 100 | 0.1665 | 25 | 50 | 0.1 | 35 | 50 | 7.9721 | 41.6081 | 11.3887 | 0.40674 | 0.42952 | 0.0048916 | 1.7857 | 1.8857 | 0.094286
L3 | Q | Q.35.L3 | QUAD | 1 | 0.075429 | 693.189 | 0 | 4.945 | 100 | 0.1665 | 25 | 50 | 0.1 | 35 | 50 | 7.4724 | 37.7775 | 10.6748 | 0.38124 | 0.40259 | 0.0042976 | 1.7857 | 1.8857 | 0.094286
L3 | Q | Q.36.L3 | QUAD | 1 | -0.093038 | 705.181 | 0 | 5.1 | 100 | 0.1665 | 25 | 50 | 0.1 | 35 | 50 | 9.5057 | 46.5965 | 13.5795 | 0.48498 | 0.51214 | 0.0069547 | 1.7857 | 1.8857 | 0.094286
L3 | Q | Q.37.L3 | QUAD | 1 | 0.075429 | 719.247 | 0 | 5.255 | 100 | 0.1665 | 25 | 50 | 0.1 | 35 | 50 | 7.9408 | 37.7775 | 11.344 | 0.40514 | 0.42783 | 0.0048533 | 1.7857 | 1.8857 | 0.094286
L3 | Q | Q.38.L3 | QUAD | 1 | -0.093038 | 731.238 | 0 | 5.41 | 100 | 0.1665 | 25 | 50 | 0.1 | 35 | 50 | 10.0835 | 46.5965 | 14.405 | 0.51446 | 0.54327 | 0.0078258 | 1.7857 | 1.8857 | 0.094286
L3 | Q | Q.39.L3 | QUAD | 1 | 0.07352 | 743.23 | 0 | 5.565 | 100 | 0.1665 | 25 | 50 | 0.1 | 35 | 50 | 8.1964 | 36.8212 | 11.7091 | 0.41818 | 0.4416 | 0.0051708 | 1.7857 | 1.8857 | 0.094286
L3 | Q | Q.40.L3 | QUAD | 1 | -0.083077 | 755.221 | 0 | 5.72 | 100 | 0.1665 | 25 | 50 | 0.1 | 35 | 50 | 9.5199 | 41.6081 | 13.5999 | 0.48571 | 0.51291 | 0.0069755 | 1.7857 | 1.8857 | 0.094286
L3 | Q | Q.41.L3 | QUAD | 1 | 0.084101 | 767.212 | 0 | 5.875 | 100 | 0.1665 | 25 | 50 | 0.1 | 35 | 50 | 9.8983 | 42.1206 | 14.1405 | 0.50502 | 0.5333 | 0.0075411 | 1.7857 | 1.8857 | 0.094286
L3 | Q | Q.42.L3 | QUAD | 1 | -0.084101 | 779.203 | 0 | 6.03 | 100 | 0.1665 | 25 | 50 | 0.1 | 35 | 50 | 10.1595 | 42.1206 | 14.5135 | 0.51834 | 0.54737 | 0.0079442 | 1.7857 | 1.8857 | 0.094286
L3 | Q | Q.43.L3 | QUAD | 1 | 0.084101 | 791.194 | 0 | 6.185 | 100 | 0.1665 | 25 | 50 | 0.1 | 35 | 50 | 10.4206 | 42.1206 | 14.8866 | 0.53166 | 0.56144 | 0.0083579 | 1.7857 | 1.8857 | 0.094286
L3 | Q | Q.44.L3 | QUAD | 1 | -0.084101 | 803.186 | 0 | 6.34 | 100 | 0.1665 | 25 | 50 | 0.1 | 35 | 50 | 10.6818 | 42.1206 | 15.2597 | 0.54499 | 0.57551 | 0.008782 | 1.7857 | 1.8857 | 0.094286
L3 | Q | Q.45.L3 | QUAD | 1 | 0.07352 | 815.177 | 0 | 6.495 | 100 | 0.1665 | 25 | 50 | 0.1 | 35 | 50 | 9.5661 | 36.8212 | 13.6659 | 0.48807 | 0.5154 | 0.0070434 | 1.7857 | 1.8857 | 0.094286
L3 | Q | Q.46.L3 | QUAD | 1 | -0.083077 | 827.168 | 0 | 6.65 | 100 | 0.1665 | 25 | 50 | 0.1 | 35 | 50 | 11.0677 | 41.6081 | 15.811 | 0.56468 | 0.5963 | 0.0094282 | 1.7857 | 1.8857 | 0.094286
L3 | Q | Q.47.L3 | QUAD | 1 | 0.075429 | 839.159 | 0 | 6.805 | 100 | 0.1665 | 25 | 50 | 0.1 | 35 | 50 | 10.283 | 37.7775 | 14.69 | 0.52464 | 0.55402 | 0.0081386 | 1.7857 | 1.8857 | 0.094286
L3 | Q | Q.48.L3 | QUAD | 1 | -0.093038 | 851.15 | 0 | 6.96 | 100 | 0.1665 | 25 | 50 | 0.1 | 35 | 50 | 12.9725 | 46.5965 | 18.5321 | 0.66186 | 0.69892 | 0.012953 | 1.7857 | 1.8857 | 0.094286
L3 | Q | Q.49.L3 | QUAD | 1 | 0.075429 | 865.217 | 0 | 7.115 | 100 | 0.1665 | 25 | 50 | 0.1 | 35 | 50 | 10.7515 | 37.7775 | 15.3592 | 0.54854 | 0.57926 | 0.008897 | 1.7857 | 1.8857 | 0.094286
L3 | Q | Q.50.L3 | QUAD | 1 | -0.093038 | 877.208 | 0 | 7.27 | 100 | 0.1665 | 25 | 50 | 0.1 | 35 | 50 | 13.5503 | 46.5965 | 19.3575 | 0.69134 | 0.73005 | 0.014132 | 1.7857 | 1.8857 | 0.094286
L3 | Q | Q.51.L3 | QUAD | 1 | 0.07352 | 889.199 | 0 | 7.425 | 100 | 0.1665 | 25 | 50 | 0.1 | 35 | 50 | 10.9359 | 36.8212 | 15.6227 | 0.55795 | 0.5892 | 0.0092049 | 1.7857 | 1.8857 | 0.094286
L3 | Q | Q.52.L3 | QUAD | 1 | -0.083077 | 901.191 | 0 | 7.58 | 100 | 0.1665 | 25 | 50 | 0.1 | 35 | 50 | 12.6155 | 41.6081 | 18.0222 | 0.64365 | 0.67969 | 0.01225 | 1.7857 | 1.8857 | 0.094286
L3 | Q | Q.53.L3 | QUAD | 1 | 0.084101 | 913.182 | 0 | 7.735 | 100 | 0.1665 | 25 | 50 | 0.1 | 35 | 50 | 13.0321 | 42.1206 | 18.6173 | 0.6649 | 0.70214 | 0.013072 | 1.7857 | 1.8857 | 0.094286
L3 | Q | Q.54.L3 | QUAD | 1 | -0.084101 | 925.173 | 0 | 7.89 | 100 | 0.1665 | 25 | 50 | 0.1 | 35 | 50 | 13.2932 | 42.1206 | 18.9903 | 0.67823 | 0.71621 | 0.013601 | 1.7857 | 1.8857 | 0.094286
L3 | Q | Q.55.L3 | QUAD | 1 | 0.084101 | 937.164 | 0 | 8.045 | 100 | 0.1665 | 25 | 50 | 0.1 | 35 | 50 | 13.5544 | 42.1206 | 19.3634 | 0.69155 | 0.73028 | 0.014141 | 1.7857 | 1.8857 | 0.094286
L3 | Q | Q.56.L3 | QUAD | 1 | -0.084101 | 949.155 | 0 | 8.2 | 100 | 0.1665 | 25 | 50 | 0.1 | 35 | 50 | 13.8155 | 42.1206 | 19.7365 | 0.70487 | 0.74435 | 0.014691 | 1.7857 | 1.8857 | 0.094286
L3 | Q | Q.57.L3 | QUAD | 1 | 0.07352 | 961.147 | 0 | 8.355 | 100 | 0.1665 | 25 | 50 | 0.1 | 35 | 50 | 12.3056 | 36.8212 | 17.5795 | 0.62784 | 0.663 | 0.011655 | 1.7857 | 1.8857 | 0.094286
L3 | Q | Q.58.L3 | QUAD | 1 | -0.083077 | 973.138 | 0 | 8.51 | 100 | 0.1665 | 25 | 50 | 0.1 | 35 | 50 | 14.1634 | 41.6081 | 20.2334 | 0.72262 | 0.76309 | 0.01544 | 1.7857 | 1.8857 | 0.094286
L3 | Q | Q.59.L3 | QUAD | 1 | 0.075429 | 985.129 | 0 | 8.665 | 100 | 0.1665 | 25 | 50 | 0.1 | 35 | 50 | 13.0937 | 37.7775 | 18.7053 | 0.66804 | 0.70546 | 0.013196 | 1.7857 | 1.8857 | 0.094286
L3 | Q | Q.60.L3 | QUAD | 1 | -0.093038 | 997.12 | 0 | 8.82 | 100 | 0.1665 | 25 | 50 | 0.1 | 35 | 50 | 16.4392 | 46.5965 | 23.4846 | 0.83874 | 0.88571 | 0.0208 | 1.7857 | 1.8857 | 0.094286
L3 | Q | Q.61.L3 | QUAD | 1 | 0.075429 | 1011.19 | 0 | 8.975 | 100 | 0.1665 | 25 | 50 | 0.1 | 35 | 50 | 13.5621 | 37.7775 | 19.3745 | 0.69194 | 0.73069 | 0.014157 | 1.7857 | 1.8857 | 0.094286
L3 | Q | Q.62.L3 | QUAD | 1 | -0.093038 | 1023.18 | 0 | 9.13 | 100 | 0.1665 | 25 | 50 | 0.1 | 35 | 50 | 17.017 | 46.5965 | 24.31 | 0.86822 | 0.91684 | 0.022288 | 1.7857 | 1.8857 | 0.094286
L3 | Q | Q.63.L3 | QUAD | 1 | 0.07352 | 1035.17 | 0 | 9.285 | 100 | 0.1665 | 25 | 50 | 0.1 | 35 | 50 | 13.6754 | 36.8212 | 19.5363 | 0.69772 | 0.7368 | 0.014394 | 1.7857 | 1.8857 | 0.094286
L3 | Q | Q.64.L3 | QUAD | 1 | -0.083077 | 1047.16 | 0 | 9.44 | 100 | 0.1665 | 25 | 50 | 0.1 | 35 | 50 | 15.7112 | 41.6081 | 22.4446 | 0.80159 | 0.84648 | 0.018999 | 1.7857 | 1.8857 | 0.094286
L3 | Q | Q.65.L3 | QUAD | 1 | 0.084101 | 1059.15 | 0 | 9.595 | 100 | 0.1665 | 25 | 50 | 0.1 | 35 | 50 | 16.1659 | 42.1206 | 23.0941 | 0.82479 | 0.87098 | 0.020114 | 1.7857 | 1.8857 | 0.094286
L3 | Q | Q.66.L3 | QUAD | 1 | -0.084101 | 1071.14 | 0 | 9.75 | 100 | 0.1665 | 25 | 50 | 0.1 | 35 | 50 | 16.427 | 42.1206 | 23.4672 | 0.83811 | 0.88505 | 0.02077 | 1.7857 | 1.8857 | 0.094286
L3 | Q | Q.67.L3 | QUAD | 1 | 0.084101 | 1083.13 | 0 | 9.905 | 100 | 0.1665 | 25 | 50 | 0.1 | 35 | 50 | 16.6882 | 42.1206 | 23.8402 | 0.85144 | 0.89912 | 0.021435 | 1.7857 | 1.8857 | 0.094286
L3 | Q | Q.68.L3 | QUAD | 1 | -0.084101 | 1095.13 | 0 | 10.06 | 100 | 0.1665 | 25 | 50 | 0.1 | 35 | 50 | 16.9493 | 42.1206 | 24.2133 | 0.86476 | 0.91319 | 0.022111 | 1.7857 | 1.8857 | 0.094286
L3 | Q | Q.69.L3 | QUAD | 1 | 0.07352 | 1107.12 | 0 | 10.215 | 100 | 0.1665 | 25 | 50 | 0.1 | 35 | 50 | 15.0452 | 36.8212 | 21.4931 | 0.76761 | 0.8106 | 0.017422 | 1.7857 | 1.8857 | 0.094286
L3 | Q | Q.70.L3 | QUAD | 1 | -0.083077 | 1119.11 | 0 | 10.37 | 100 | 0.1665 | 25 | 50 | 0.1 | 35 | 50 | 17.259 | 41.6081 | 24.6558 | 0.88056 | 0.92987 | 0.022927 | 1.7857 | 1.8857 | 0.094286
L3 | Q | Q.71.L3 | QUAD | 1 | 0.075429 | 1131.1 | 0 | 10.525 | 100 | 0.1665 | 25 | 50 | 0.1 | 35 | 50 | 15.9043 | 37.7775 | 22.7205 | 0.81145 | 0.85689 | 0.019469 | 1.7857 | 1.8857 | 0.094286
L3 | Q | Q.72.L3 | QUAD | 1 | -0.093038 | 1143.09 | 0 | 10.68 | 100 | 0.1665 | 25 | 50 | 0.1 | 35 | 50 | 19.906 | 46.5965 | 28.4372 | 1.0156 | 1.0725 | 0.030499 | 1.7857 | 1.8857 | 0.094286
L3 | Q | Q.73.L3 | QUAD | 1 | 0.075429 | 1157.16 | 0 | 10.835 | 100 | 0.1665 | 25 | 50 | 0.1 | 35 | 50 | 16.3728 | 37.7775 | 23.3897 | 0.83535 | 0.88213 | 0.020633 | 1.7857 | 1.8857 | 0.094286
L3 | Q | Q.74.L3 | QUAD | 1 | -0.093038 | 1169.15 | 0 | 10.99 | 100 | 0.1665 | 25 | 50 | 0.1 | 35 | 50 | 20.4838 | 46.5965 | 29.2626 | 1.0451 | 1.1036 | 0.032295 | 1.7857 | 1.8857 | 0.094286
L3 | Q | Q.75.L3 | QUAD | 1 | 0.07352 | 1181.14 | 0 | 11.145 | 100 | 0.1665 | 25 | 50 | 0.1 | 35 | 50 | 16.4149 | 36.8212 | 23.4499 | 0.8375 | 0.8844 | 0.020739 | 1.7857 | 1.8857 | 0.094286
L3 | Q | Q.76.L3 | QUAD | 1 | -0.083077 | 1193.13 | 0 | 11.3 | 100 | 0.1665 | 25 | 50 | 0.1 | 35 | 50 | 18.8068 | 41.6081 | 26.8669 | 0.95953 | 1.0133 | 0.027223 | 1.7857 | 1.8857 | 0.094286
L3 | Q | Q.77.L3 | QUAD | 1 | 0.084101 | 1205.12 | 0 | 11.455 | 100 | 0.1665 | 25 | 50 | 0.1 | 35 | 50 | 19.2996 | 42.1206 | 27.5709 | 0.98468 | 1.0398 | 0.028669 | 1.7857 | 1.8857 | 0.094286
L3 | Q | Q.78.L3 | QUAD | 1 | -0.084101 | 1217.11 | 0 | 11.61 | 100 | 0.1665 | 25 | 50 | 0.1 | 35 | 50 | 19.5608 | 42.1206 | 27.944 | 0.998 | 1.0539 | 0.02945 | 1.7857 | 1.8857 | 0.094286
L3 | Q | Q.79.L3 | QUAD | 1 | 0.084101 | 1229.1 | 0 | 11.765 | 100 | 0.1665 | 25 | 50 | 0.1 | 35 | 50 | 19.8219 | 42.1206 | 28.3171 | 1.0113 | 1.068 | 0.030241 | 1.7857 | 1.8857 | 0.094286
L3 | Q | Q.80.L3 | QUAD | 1 | -0.084101 | 1241.09 | 0 | 11.92 | 100 | 0.1665 | 25 | 50 | 0.1 | 35 | 50 | 20.0831 | 42.1206 | 28.6901 | 1.0246 | 1.082 | 0.031044 | 1.7857 | 1.8857 | 0.094286
L3 | Q | Q.81.L3 | QUAD | 1 | 0.07352 | 1253.09 | 0 | 12.075 | 100 | 0.1665 | 25 | 50 | 0.1 | 35 | 50 | 17.7847 | 36.8212 | 25.4067 | 0.90738 | 0.95819 | 0.024345 | 1.7857 | 1.8857 | 0.094286
L3 | Q | Q.82.L3 | QUAD | 1 | -0.083077 | 1265.08 | 0 | 12.23 | 100 | 0.1665 | 25 | 50 | 0.1 | 35 | 50 | 20.3547 | 41.6081 | 29.0781 | 1.0385 | 1.0967 | 0.031889 | 1.7857 | 1.8857 | 0.094286
L3 | Q | Q.83.L3 | QUAD | 1 | 0.075429 | 1277.07 | 0 | 12.385 | 100 | 0.1665 | 25 | 50 | 0.1 | 35 | 50 | 18.715 | 37.7775 | 26.7357 | 0.95485 | 1.0083 | 0.026958 | 1.7857 | 1.8857 | 0.094286
L3 | Q | Q.84.L3 | QUAD | 1 | -0.093038 | 1289.06 | 0 | 12.54 | 100 | 0.1665 | 25 | 50 | 0.1 | 35 | 50 | 23.3728 | 46.5965 | 33.3897 | 1.1925 | 1.2593 | 0.042047 | 1.7857 | 1.8857 | 0.094286
L3 | Q | Q.85.L3 | QUAD | 1 | 0.075429 | 1303.13 | 0 | 12.695 | 100 | 0.1665 | 25 | 50 | 0.1 | 35 | 50 | 19.1834 | 37.7775 | 27.4049 | 0.97875 | 1.0336 | 0.028325 | 1.7857 | 1.8857 | 0.094286
L3 | Q | Q.86.L3 | QUAD | 1 | -0.093038 | 1315.12 | 0 | 12.85 | 100 | 0.1665 | 25 | 50 | 0.1 | 35 | 50 | 23.9506 | 46.5965 | 34.2152 | 1.222 | 1.2904 | 0.044151 | 1.7857 | 1.8857 | 0.094286
L3 | Q | Q.87.L3 | QUAD | 1 | 0.07352 | 1327.11 | 0 | 13.005 | 100 | 0.1665 | 25 | 50 | 0.1 | 35 | 50 | 19.1544 | 36.8212 | 27.3634 | 0.97727 | 1.032 | 0.028239 | 1.7857 | 1.8857 | 0.094286
L3 | Q | Q.88.L3 | QUAD | 1 | -0.083077 | 1339.1 | 0 | 13.16 | 100 | 0.1665 | 25 | 50 | 0.1 | 35 | 50 | 21.9025 | 41.6081 | 31.2893 | 1.1175 | 1.1801 | 0.036923 | 1.7857 | 1.8857 | 0.094286
L3 | Q | Q.89.L3 | QUAD | 1 | 0.084101 | 1351.09 | 0 | 13.315 | 100 | 0.1665 | 25 | 50 | 0.1 | 35 | 50 | 22.4334 | 42.1206 | 32.0477 | 1.1446 | 1.2087 | 0.038735 | 1.7857 | 1.8857 | 0.094286
L3 | Q | Q.90.L3 | QUAD | 1 | -0.084101 | 1363.08 | 0 | 13.47 | 100 | 0.1665 | 25 | 50 | 0.1 | 35 | 50 | 22.6946 | 42.1206 | 32.4208 | 1.1579 | 1.2227 | 0.039642 | 1.7857 | 1.8857 | 0.094286
L3 | Q | Q.91.L3 | QUAD | 1 | 0.084101 | 1375.07 | 0 | 13.625 | 100 | 0.1665 | 25 | 50 | 0.1 | 35 | 50 | 22.9557 | 42.1206 | 32.7939 | 1.1712 | 1.2368 | 0.040559 | 1.7857 | 1.8857 | 0.094286
L3 | Q | Q.92.L3 | QUAD | 1 | -0.084101 | 1387.06 | 0 | 13.78 | 100 | 0.1665 | 25 | 50 | 0.1 | 35 | 50 | 23.2169 | 42.1206 | 33.1669 | 1.1845 | 1.2509 | 0.041487 | 1.7857 | 1.8857 | 0.094286
L3 | Q | Q.93.L3 | QUAD | 1 | 0.07352 | 1399.06 | 0 | 13.935 | 100 | 0.1665 | 25 | 50 | 0.1 | 35 | 50 | 20.5242 | 36.8212 | 29.3202 | 1.0472 | 1.1058 | 0.032422 | 1.7857 | 1.8857 | 0.094286
L3 | Q | Q.94.L3 | QUAD | 1 | -0.083077 | 1411.05 | 0 | 14.09 | 100 | 0.1665 | 25 | 50 | 0.1 | 35 | 50 | 23.4503 | 41.6081 | 33.5004 | 1.1964 | 1.2634 | 0.042326 | 1.7857 | 1.8857 | 0.094286
L3 | Q | Q.95.L3 | QUAD | 1 | 0.075429 | 1423.04 | 0 | 14.245 | 100 | 0.1665 | 25 | 50 | 0.1 | 35 | 50 | 21.5256 | 37.7775 | 30.7509 | 1.0982 | 1.1597 | 0.035663 | 1.7857 | 1.8857 | 0.094286
L3 | Q | Q.96.L3 | QUAD | 1 | -0.093038 | 1435.03 | 0 | 14.4 | 100 | 0.1665 | 25 | 50 | 0.1 | 35 | 50 | 26.8396 | 46.5965 | 38.3423 | 1.3694 | 1.4461 | 0.055445 | 1.7857 | 1.8857 | 0.094286
L3 | Q | Q.97.L3 | QUAD | 1 | 0.075429 | 1449.1 | 0 | 14.555 | 100 | 0.1665 | 25 | 50 | 0.1 | 35 | 50 | 21.9941 | 37.7775 | 31.4201 | 1.1221 | 1.185 | 0.037232 | 1.7857 | 1.8857 | 0.094286
L3 | Q | Q.98.L3 | QUAD | 1 | -0.093038 | 1461.09 | 0 | 14.71 | 100 | 0.1665 | 25 | 50 | 0.1 | 35 | 50 | 27.4174 | 46.5965 | 39.1677 | 1.3988 | 1.4772 | 0.057858 | 1.7857 | 1.8857 | 0.094286
L3 | Q | Q.99.L3 | QUAD | 1 | 0.07352 | 1473.08 | 0 | 14.865 | 100 | 0.1665 | 25 | 50 | 0.1 | 35 | 50 | 21.8939 | 36.8212 | 31.277 | 1.117 | 1.1796 | 0.036894 | 1.7857 | 1.8857 | 0.094286
L3 | Q | Q.100.L3 | QUAD | 1 | -0.083077 | 1485.07 | 0 | 15.02 | 100 | 0.1665 | 25 | 50 | 0.1 | 35 | 50 | 24.9981 | 41.6081 | 35.7116 | 1.2754 | 1.3468 | 0.048098 | 1.7857 | 1.8857 | 0.094286
L3 | Q | Q.101.L3 | QUAD | 1 | 0.084101 | 1497.06 | 0 | 15.175 | 100 | 0.1665 | 25 | 50 | 0.1 | 35 | 50 | 25.5672 | 42.1206 | 36.5246 | 1.3044 | 1.3775 | 0.050312 | 1.7857 | 1.8857 | 0.094286
L3 | Q | Q.102.L3 | QUAD | 1 | -0.084101 | 1509.05 | 0 | 15.33 | 100 | 0.1665 | 25 | 50 | 0.1 | 35 | 50 | 25.8283 | 42.1206 | 36.8976 | 1.3178 | 1.3916 | 0.051346 | 1.7857 | 1.8857 | 0.094286
L3 | Q | Q.103.L3 | QUAD | 1 | 0.084101 | 1521.04 | 0 | 15.485 | 100 | 0.1665 | 25 | 50 | 0.1 | 35 | 50 | 26.0895 | 42.1206 | 37.2707 | 1.3311 | 1.4056 | 0.052389 | 1.7857 | 1.8857 | 0.094286
L3 | Q | Q.104.L3 | QUAD | 1 | -0.084101 | 1533.03 | 0 | 15.64 | 100 | 0.1665 | 25 | 50 | 0.1 | 35 | 50 | 26.3506 | 42.1206 | 37.6438 | 1.3444 | 1.4197 | 0.053443 | 1.7857 | 1.8857 | 0.094286
L3 | Q | Q.105.L3 | QUAD | 1 | 0.07352 | 1545.03 | 0 | 15.795 | 100 | 0.1665 | 25 | 50 | 0.1 | 35 | 50 | 23.2637 | 36.8212 | 33.2338 | 1.1869 | 1.2534 | 0.041655 | 1.7857 | 1.8857 | 0.094286
L3 | Q | Q.106.L3 | QUAD | 1 | -0.083077 | 1557.02 | 0 | 15.95 | 100 | 0.1665 | 25 | 50 | 0.1 | 35 | 50 | 26.5459 | 41.6081 | 37.9228 | 1.3544 | 1.4302 | 0.054238 | 1.7857 | 1.8857 | 0.094286
L3 | Q | Q.107.L3 | QUAD | 1 | 0.075429 | 1569.01 | 0 | 16.105 | 100 | 0.1665 | 25 | 50 | 0.1 | 35 | 50 | 24.3363 | 37.7775 | 34.7661 | 1.2416 | 1.3112 | 0.045585 | 1.7857 | 1.8857 | 0.094286
L3 | Q | Q.108.L3 | QUAD | 1 | -0.093038 | 1581 | 0 | 16.26 | 100 | 0.1665 | 25 | 50 | 0.1 | 35 | 50 | 30.3064 | 46.5965 | 43.2948 | 1.5462 | 1.6328 | 0.070693 | 1.7857 | 1.8857 | 0.094286
L3 | Q | Q.109.L3 | QUAD | 1 | 0.075429 | 1595.07 | 0 | 16.415 | 100 | 0.1665 | 25 | 50 | 0.1 | 35 | 50 | 24.8047 | 37.7775 | 35.4353 | 1.2655 | 1.3364 | 0.047356 | 1.7857 | 1.8857 | 0.094286
L3 | Q | Q.110.L3 | QUAD | 1 | -0.093038 | 1607.06 | 0 | 16.57 | 100 | 0.1665 | 25 | 50 | 0.1 | 35 | 50 | 30.8842 | 46.5965 | 44.1203 | 1.5757 | 1.664 | 0.073415 | 1.7857 | 1.8857 | 0.094286
L3 | Q | Q.111.L3 | QUAD | 1 | 0.07352 | 1619.05 | 0 | 16.725 | 100 | 0.1665 | 25 | 50 | 0.1 | 35 | 50 | 24.6334 | 36.8212 | 35.1906 | 1.2568 | 1.3272 | 0.046705 | 1.7857 | 1.8857 | 0.094286
L3 | Q | Q.112.L3 | QUAD | 1 | -0.083077 | 1631.04 | 0 | 16.88 | 100 | 0.1665 | 25 | 50 | 0.1 | 35 | 50 | 28.0938 | 41.6081 | 40.134 | 1.4334 | 1.5136 | 0.060748 | 1.7857 | 1.8857 | 0.094286
L3 | Q | Q.113.L3 | QUAD | 1 | 0.084101 | 1643.03 | 0 | 17.035 | 100 | 0.1665 | 25 | 50 | 0.1 | 35 | 50 | 28.701 | 42.1206 | 41.0014 | 1.4643 | 1.5463 | 0.063402 | 1.7857 | 1.8857 | 0.094286
L3 | Q | Q.114.L3 | QUAD | 1 | -0.084101 | 1655.02 | 0 | 17.19 | 100 | 0.1665 | 25 | 50 | 0.1 | 35 | 50 | 28.9621 | 42.1206 | 41.3744 | 1.4777 | 1.5604 | 0.064561 | 1.7857 | 1.8857 | 0.094286
L3 | Q | Q.115.L3 | QUAD | 1 | 0.084101 | 1667.01 | 0 | 17.345 | 100 | 0.1665 | 25 | 50 | 0.1 | 35 | 50 | 29.2233 | 42.1206 | 41.7475 | 1.491 | 1.5745 | 0.065731 | 1.7857 | 1.8857 | 0.094286
L3 | Q | Q.116.L3 | QUAD | 1 | -0.084101 | 1679 | 0 | 17.5 | 100 | 0.1665 | 25 | 50 | 0.1 | 35 | 50 | 29.4844 | 42.1206 | 42.1206 | 1.5043 | 1.5885 | 0.066911 | 1.7857 | 1.8857 | 0.094286
CL | BC | BC.1.CL | SBEN | 4 | 0.0062608 | 1707.09 | 393.386 | 17.5 | 886.772 | 2.5 | 25 | 112 | 7 | 0.33356 | 25 | 0.14618 | 0.20883 | 49.0844 | 31.0905 | 43.3615 | 2.1284 | 70.9418 | 98.9418 | 11.0815
CL | BJ | BJ.1.CL | SBEN | 4 | -0.00074043 | 1717.09 | 383.385 | 17.5 | 866.77 | 0.5 | 25 | 112 | 2 | 0.16678 | 25 | 0.086441 | 0.12349 | 58.0499 | 35.94 | 40.0864 | 2.327 | 69.3416 | 77.3416 | 8.6623
CL | BC | BC.2.CL | SBEN | 4 | -0.0061572 | 1815.08 | 285.401 | 17.5 | 670.802 | 2.5 | 25 | 112 | 7 | 0.33356 | 25 | 0.14376 | 0.20538 | 48.2728 | 23.1296 | 35.1978 | 1.6991 | 53.6642 | 81.6642 | 9.1464
CL | BJ | BJ.2.CL | SBEN | 4 | 0.00072819 | 1825.08 | 275.402 | 17.5 | 650.804 | 0.5 | 25 | 112 | 2 | 0.16678 | 25 | 0.085012 | 0.12145 | 57.0897 | 26.5387 | 30.6166 | 1.7479 | 52.0643 | 60.0643 | 6.7272
CL | QF | QF.1.CL | QUAD | 1 | 0.031255 | 1683.4 | 417.076 | 17.5 | 934.152 | 0.5 | 25 | 163 | 27 | 30.02 | 185 | 3.6488 | 5.2126 | 19.8122 | 1.7864 | 5.0682 | 0.10041 | 14.6976 | 41.6976 | 6.7967
CL | QF | QF.2.CL | QUAD | 1 | 0 | 1685.7 | 414.776 | 17.5 | 929.552 | 0.5 | 25 | 163 | 27 | 30.02 | 185 | 0 | 0 | 0 | 0 | 0 | 0 | 14.6252 | 41.6252 | 6.7849
CL | QF | QF.3.CL | QUAD | 1 | 0.10707 | 1692.3 | 408.176 | 17.5 | 916.352 | 0.5 | 25 | 163 | 27 | 30.02 | 185 | 12.4995 | 17.8564 | 67.8686 | 6.003 | 17.2451 | 1.1704 | 14.4175 | 41.4175 | 6.7511
CL | QE | QE.4.CL | QUAD | 2 | -0.20602 | 1696.25 | 404.226 | 17.5 | 908.452 | 1 | 25 | 163 | 52.5 | 30.02 | 185 | 12.0261 | 17.1801 | 65.2982 | 5.7259 | 47.7891 | 3.1205 | 14.2932 | 119.2932 | 19.4448
CL | QE | QE.5.CL | QUAD | 2 | 0.31108 | 1698.75 | 401.726 | 17.5 | 903.452 | 1 | 25 | 163 | 52.5 | 30.02 | 185 | 18.1587 | 25.941 | 98.5963 | 8.5982 | 72.1112 | 7.1099 | 14.2145 | 119.2145 | 19.432
CL | QF | QF.11.CL | QUAD | 3 | -0.16013 | 1702.34 | 398.136 | 17.5 | 896.272 | 0.5 | 25 | 163 | 27 | 30.02 | 185 | 18.6942 | 26.706 | 101.504 | 8.7814 | 59.222 | 6.0113 | 14.1016 | 95.1016 | 15.5016
CL | QF | QF.12.CL | QUAD | 4 | 0.16012 | 1711.34 | 389.135 | 17.5 | 878.27 | 0.5 | 25 | 163 | 27 | 30.02 | 185 | 18.6937 | 26.7053 | 101.5015 | 8.6048 | 75.8573 | 7.6996 | 13.8183 | 121.8183 | 19.8564
CL | QF | QF.13.CL | QUAD | 2 | -0.16013 | 1720.34 | 380.136 | 17.5 | 860.272 | 0.5 | 25 | 163 | 27 | 30.02 | 185 | 18.6949 | 26.707 | 101.5078 | 8.429 | 42.0573 | 4.2691 | 13.5352 | 67.5352 | 11.0082
CL | QE | QE.14.CL | QUAD | 4 | 0.32867 | 1776.78 | 323.697 | 17.5 | 747.394 | 1 | 25 | 163 | 52.5 | 30.02 | 185 | 19.1854 | 27.4078 | 104.1714 | 7.5152 | 141.7237 | 14.7636 | 11.7592 | 221.7592 | 36.1467
CL | QE | QE.15.CL | QUAD | 4 | -0.24728 | 1779.38 | 321.098 | 17.5 | 742.196 | 1 | 25 | 163 | 52.5 | 30.02 | 185 | 14.4345 | 20.6207 | 78.375 | 5.6148 | 106.5887 | 8.3539 | 11.6774 | 221.6774 | 36.1334
CL | QF | QF.4.CL | QUAD | 2 | 0.17337 | 1783.34 | 317.144 | 17.5 | 734.288 | 0.5 | 25 | 163 | 27 | 30.02 | 185 | 20.2401 | 28.9144 | 109.898 | 7.7893 | 44.1972 | 4.8572 | 11.553 | 65.553 | 10.6851
CL | QF | QF.5.CL | QUAD | 2 | 0 | 1785.84 | 314.644 | 17.5 | 729.288 | 0.5 | 25 | 163 | 27 | 30.02 | 185 | 0 | 0 | 0 | 0 | 0 | 0 | 11.4743 | 65.4743 | 10.6723
CL | QF | QF.6.CL | QUAD | 1 | -0.09479 | 1792.33 | 308.146 | 17.5 | 716.292 | 0.5 | 25 | 163 | 27 | 30.02 | 185 | 11.0662 | 15.8089 | 60.0865 | 4.1544 | 14.1074 | 0.84766 | 11.2698 | 38.2698 | 6.238
CL | QF | QF.21.CL | QUAD | 3 | -0.16013 | 1810.33 | 290.15 | 17.5 | 680.3 | 0.5 | 25 | 163 | 27 | 30.02 | 185 | 18.6942 | 26.706 | 101.504 | 6.6654 | 57.106 | 5.7965 | 10.7036 | 91.7036 | 14.9477
CL | QF | QF.22.CL | QUAD | 4 | 0.16013 | 1819.33 | 281.152 | 17.5 | 662.304 | 0.5 | 25 | 163 | 27 | 30.02 | 185 | 18.6938 | 26.7055 | 101.5021 | 6.4889 | 73.7418 | 7.485 | 10.4204 | 118.4204 | 19.3025
CL | QF | QF.23.CL | QUAD | 2 | -0.16013 | 1828.33 | 272.153 | 17.5 | 644.306 | 0.5 | 25 | 163 | 27 | 30.02 | 185 | 18.6949 | 26.707 | 101.5078 | 6.3129 | 39.9413 | 4.0544 | 10.1372 | 64.1372 | 10.4544
CL | QE | QE.10.CL | QUAD | 2 | 0.1889 | 1886.07 | 214.406 | 17.5 | 528.812 | 1 | 25 | 163 | 52.5 | 30.02 | 185 | 11.0265 | 15.7522 | 59.8708 | 3.056 | 41.6231 | 2.492 | 8.3201 | 113.3201 | 18.4712
CL | QE | QE.11.CL | QUAD | 2 | -0.17347 | 1890.57 | 209.906 | 17.5 | 519.812 | 1 | 25 | 163 | 52.5 | 30.02 | 185 | 10.1258 | 14.4655 | 54.9804 | 2.7586 | 38.1754 | 2.0989 | 8.1785 | 113.1785 | 18.4481
CL | QF | QF.7.CL | QUAD | 1 | 0.21299 | 1896.32 | 204.156 | 17.5 | 508.312 | 0.5 | 25 | 0 | 27 | 30.02 | 185 | 24.8658 | 35.5225 | 0 | 0 | 22.3643 | 0 | 0 | 27 | 0
CL | QF | QF.9.CL | QUAD | 1 | -0.17657 | 1901.82 | 198.656 | 17.5 | 497.312 | 0.5 | 25 | 163 | 27 | 30.02 | 185 | 20.6136 | 29.448 | 111.9258 | 5.3728 | 23.9126 | 2.6764 | 7.8245 | 34.8245 | 5.6764
CL | SA | SA.1.CL | SEXT | 8 | 5.5304 | 1703.22 | 397.261 | 17.5 | 894.522 | 0.4 | 25 | 225 | 20 | 1200 | 240 | 807.0605 | 1152.9436 | 151.3239 | 10.0716 | 117.6797 | 17.8077 | 14.9753 | 174.9753 | 39.3694
CL | SA | SA.2.CL | SEXT | 8 | -4.6591 | 1712.22 | 388.26 | 17.5 | 876.52 | 0.4 | 25 | 225 | 20 | 1200 | 240 | 679.9039 | 971.2913 | 127.482 | 8.314 | 98.9679 | 12.6166 | 14.6739 | 174.6739 | 39.3016
CL | SA | SA.3.CL | SEXT | 8 | 0.90874 | 1719.47 | 381.011 | 17.5 | 862.022 | 0.4 | 25 | 225 | 20 | 1200 | 240 | 132.6127 | 189.4467 | 24.8649 | 1.5948 | 19.2765 | 0.47931 | 14.4312 | 174.4312 | 39.247
TL | QF | QF.1.TL | QUAD | 8 | -0.14384 | 1908.36 | 192.116 | 17.5 | 484.232 | 0.5 | 25 | 163 | 27 | 30.02 | 185 | 16.793 | 23.99 | 91.1811 | 4.2619 | 125.0908 | 11.4059 | 7.6187 | 223.6187 | 36.4498
TL | QF | QF.2.TL | QUAD | 8 | 0.14384 | 1918.36 | 182.116 | 17.5 | 464.232 | 0.5 | 25 | 163 | 27 | 30.02 | 185 | 16.793 | 23.99 | 91.1811 | 4.0858 | 124.9148 | 11.3899 | 7.304 | 223.304 | 36.3986
T1 | BD | BD.1.T1 | RBEN | 4 | -0.0049871 | 2067.88 | 32.6007 | 17.5 | 165.2014 | 1 | 25 | 532 | 9 | 0.66711 | 185 | 0.29111 | 0.41587 | 232.1476 | 3.7018 | 19.4111 | 4.5062 | 8.4833 | 44.4833 | 23.6651
T1 | QF | QF.3.T1 | QUAD | 2 | -0.0051286 | 2046.49 | 53.9865 | 17.5 | 207.973 | 0.5 | 25 | 163 | 27 | 30.02 | 185 | 0.59873 | 0.85533 | 3.2509 | 0.065261 | 1.1423 | 0.0037134 | 3.2722 | 57.2722 | 9.3354
T1 | QF | QF.4.T1 | QUAD | 2 | -0.14436 | 2050.37 | 50.1073 | 17.5 | 200.2146 | 0.5 | 25 | 163 | 27 | 30.02 | 185 | 16.8529 | 24.0756 | 91.5063 | 1.7684 | 32.0834 | 2.9358 | 3.1501 | 57.1501 | 9.3155
T1 | QF | QF.5.T1 | QUAD | 2 | 0.11951 | 2054.87 | 45.6082 | 17.5 | 191.2164 | 0.5 | 25 | 163 | 27 | 30.02 | 185 | 13.9519 | 19.9313 | 75.7548 | 1.3982 | 26.4949 | 2.0071 | 3.0085 | 57.0085 | 9.2924
T1 | QF | QF.2.T1 | QUAD | 3 | 0.14384 | 2071.88 | 28.6029 | 17.5 | 157.2058 | 0.5 | 25 | 163 | 27 | 30.02 | 185 | 16.793 | 23.99 | 91.1811 | 1.3836 | 46.6945 | 4.2577 | 2.4734 | 83.4734 | 13.6062
T1 | QF | QF.1.T1 | QUAD | 3 | -0.14384 | 2081.87 | 21.3573 | 17.5 | 142.7146 | 0.5 | 25 | 163 | 27 | 30.02 | 185 | 16.793 | 23.99 | 91.1811 | 1.2561 | 46.5669 | 4.246 | 2.2454 | 83.2454 | 13.569
T1 | QF | QF.6.T1 | QUAD | 1 | 0.18616 | 2131.83 | 31.3494 | 17.5 | 162.6988 | 0.5 | 25 | 163 | 27 | 30.02 | 185 | 21.7329 | 31.047 | 118.0035 | 1.8532 | 21.3998 | 2.5252 | 2.5598 | 29.5598 | 4.8183
T1 | QF | QF.7.T1 | QUAD | 1 | -0.13776 | 2141.82 | 41.3414 | 17.5 | 182.6828 | 0.5 | 25 | 163 | 27 | 30.02 | 185 | 16.083 | 22.9757 | 87.3258 | 1.5399 | 16.0049 | 1.3976 | 2.8743 | 29.8743 | 4.8695
T1 | QF | QF.8.T1 | QUAD | 1 | 0.12226 | 2151.81 | 51.3334 | 17.5 | 202.6668 | 0.5 | 25 | 163 | 27 | 30.02 | 185 | 14.2731 | 20.3901 | 77.4986 | 1.5161 | 14.3533 | 1.1124 | 3.1887 | 30.1887 | 4.9208
T1 | QA | QA.2.T1 | QUAD | 1 | -0.079491 | 2164.79 | 64.3091 | 17.5 | 228.6182 | 0.1 | 25 | 65 | 12 | 100.0667 | 25 | 46.4004 | 66.2863 | 30.1401 | 4.9218 | 10.4862 | 0.31606 | 10.6144 | 22.6144 | 1.4699
T1 | QA | QA.1.T1 | QUAD | 1 | 0.053349 | 2170.88 | 70.4043 | 17.5 | 240.8086 | 0.1 | 25 | 65 | 12 | 100.0667 | 25 | 31.141 | 44.4871 | 20.2281 | 3.4794 | 7.2138 | 0.14592 | 11.1804 | 23.1804 | 1.5067
T1 | BY | BY.1.T1 | SEPTUM | 4 | -0.0049871 | 2039.36 | 61.1155 | 17.5 | 222.231 | 1 | 25 | 21600 | 1.13 | 0.41694 | 2000 | 0.29111 | 0.41587 | 15080.8694 | 29.9235 | 33.0794 | 498.8654 | 42.8588 | 47.3788 | 1023.3829
TLD | BV | BV.1.TLD | SBEN | 6 | -0.040724 | 2086.74 | 13.7367 | 17.5 | 127.4734 | 2.5 | 25 | 887 | 80 | 1.461 | 480 | 0.95087 | 1.3584 | 577.2995 | 2.7377 | 315.1433 | 181.9321 | 4.2064 | 484.2064 | 429.4911
TLD | BD | BD.2.TLD | RBEN | 2 | -0.00611 | 2003.36 | 97.1158 | 17.5 | 294.2316 | 1 | 25 | 532 | 9 | 0.66711 | 185 | 0.35665 | 0.50951 | 284.4205 | 8.0778 | 17.701 | 5.0345 | 15.1092 | 33.1092 | 17.6141
TLD | BD | BD.5.TLD | RBEN | 2 | -0.006509 | 2005.36 | 95.1164 | 17.5 | 290.2328 | 1 | 25 | 532 | 9 | 0.66711 | 185 | 0.37994 | 0.54278 | 302.9939 | 8.4883 | 18.74 | 5.6781 | 14.9038 | 32.9038 | 17.5048
TLD | BD | BD.4.TLD | RBEN | 2 | 0.00611 | 2033.35 | 67.1292 | 17.5 | 234.2584 | 1 | 25 | 532 | 9 | 0.66711 | 185 | 0.35665 | 0.50951 | 284.4205 | 6.4313 | 16.0545 | 4.5662 | 12.0295 | 30.0295 | 15.9757
TLD | BD | BD.3.TLD | RBEN | 4 | 0.0044 | 2035.35 | 65.1298 | 17.5 | 230.2596 | 1 | 25 | 532 | 9 | 0.66711 | 185 | 0.25684 | 0.36691 | 204.82 | 4.5523 | 18.4123 | 3.7712 | 11.8241 | 47.8241 | 25.4424
TLD | BX | BX.1.TLD | RBEN | 2 | 0.0022689 | 2098.09 | 2.3893 | 17.5 | 104.7786 | 0.5 | 25 | 681 | 15.9 | 0.38359 | 370 | 0.26489 | 0.37841 | 470.2604 | 2.3781 | 24.3373 | 11.4449 | 3.4437 | 35.2437 | 24.001
TLD | BX | BX.2.TLD | RBEN | 2 | -0.0022689 | 2099.08 | 1.3968 | 17.5 | 102.7937 | 0.5 | 25 | 681 | 15.9 | 0.38359 | 370 | 0.26489 | 0.37841 | 470.2604 | 2.333 | 24.2923 | 11.4237 | 3.3785 | 35.1785 | 23.9566
TLD | QE | QE.1.TLD | QUAD | 2 | -0.32173 | 2006.86 | 93.6171 | 17.5 | 287.2342 | 1 | 25 | 163 | 52.5 | 30.02 | 185 | 18.7802 | 26.8288 | 101.9709 | 2.8272 | 68.5139 | 6.9864 | 4.5192 | 109.5192 | 17.8516
TLD | QE | QE.2.TLD | QUAD | 2 | 0.31348 | 2010.86 | 89.619 | 17.5 | 279.238 | 1 | 25 | 163 | 52.5 | 30.02 | 185 | 18.2986 | 26.1409 | 99.3564 | 2.678 | 66.6806 | 6.6251 | 4.3934 | 109.3934 | 17.8311
TLD | QE | QE.3.TLD | QUAD | 2 | -0.37556 | 2014.86 | 85.6208 | 17.5 | 271.2416 | 1 | 25 | 163 | 52.5 | 30.02 | 185 | 21.9223 | 31.3175 | 119.0317 | 3.1164 | 79.7933 | 9.4979 | 4.2676 | 109.2676 | 17.8106
TLD | QE | QE.4.TLD | QUAD | 1 | 0.25652 | 2018.86 | 81.6226 | 17.5 | 263.2452 | 1 | 25 | 163 | 52.5 | 30.02 | 185 | 14.9736 | 21.3909 | 81.3026 | 2.0659 | 28.2523 | 2.297 | 4.1418 | 56.6418 | 9.2326
TLD | QE | QE.5.TLD | QUAD | 1 | 0.24733 | 2039.6 | 60.8803 | 17.5 | 221.7606 | 1 | 25 | 163 | 52.5 | 30.02 | 185 | 14.4373 | 20.6247 | 78.3905 | 1.678 | 26.9265 | 2.1108 | 3.4891 | 55.9891 | 9.1262
TLD | QE | QE.6.TLD | QUAD | 1 | -0.23237 | 2050.1 | 50.3812 | 17.5 | 200.7624 | 1 | 25 | 163 | 52.5 | 30.02 | 185 | 13.5643 | 19.3775 | 73.65 | 1.4272 | 25.1488 | 1.8522 | 3.1587 | 55.6587 | 9.0724
TLD | QE | QE.7.TLD | QUAD | 1 | 0.057379 | 2060.6 | 39.8821 | 17.5 | 179.7642 | 1 | 25 | 163 | 52.5 | 30.02 | 185 | 3.3493 | 4.7848 | 18.186 | 0.31556 | 6.173 | 0.11226 | 2.8283 | 55.3283 | 9.0185
TLD | QE | QE.8.TLD | QUAD | 1 | 0.079092 | 2071.1 | 29.383 | 17.5 | 158.766 | 1 | 25 | 163 | 52.5 | 30.02 | 185 | 4.6168 | 6.5954 | 25.0679 | 0.38416 | 8.4582 | 0.21203 | 2.498 | 54.998 | 8.9647
TLD | QE | QE.9.TLD | QUAD | 1 | -0.11162 | 2081.6 | 18.8839 | 17.5 | 137.7678 | 1 | 25 | 163 | 52.5 | 30.02 | 185 | 6.5154 | 9.3077 | 35.3767 | 0.47044 | 11.8648 | 0.41974 | 2.1676 | 54.6676 | 8.9108
TLD | QE | QE.10.TLD | QUAD | 2 | -0.143 | 2096.85 | 3.6298 | 17.5 | 107.2596 | 1 | 25 | 163 | 52.5 | 30.02 | 185 | 8.347 | 11.9243 | 45.3218 | 0.46923 | 29.6642 | 1.3444 | 1.6876 | 106.6876 | 17.3901
TLD | QG | QG.1.TLD | QUAD | 1 | -0.96 | 2115.95 | 15.4723 | 17.5 | 130.9446 | 4 | 25 | 507 | 127 | 20.0133 | 480 | 14.0093 | 20.0133 | 354.9 | 1.7289 | 90.6289 | 32.1642 | 2.4698 | 129.4698 | 65.6412
TLD | SA | SA.1.TLD | SEXT | 2 | 0 | 2095.24 | 5.2425 | 17.5 | 110.485 | 0.4 | 25 | 225 | 20 | 1200 | 240 | 0 | 0 | 0 | 0 | 0 | 0 | 1.8496 | 41.8496 | 9.4162
TLD | BZ | BZ.1.TLD | SEPTUM | 4 | -0.0044 | 1999.36 | 101.115 | 17.5 | 302.23 | 1 | 25 | 155 | 32 | 0.41694 | 185 | 0.25684 | 0.36691 | 95.48 | 2.7854 | 81.6334 | 7.7944 | 4.5218 | 132.5218 | 20.5409
TLD | SWEEP | SWEEP.0.TLD | SWEEPER | 1 | 0 | 2119.11 | 18.6252 | 17.5 | 137.2504 | 1 | 25 | 440 | 20 | 0.83389 | 240 | 0 | 0 | 0 | 0 | 0 | 0 | 4.4933 | 24.4933 | 10.7771
T2 | QF | QF.1.T2 | QUAD | 4 | -0.14384 | 2068.36 | 32.1156 | 17.5 | 164.2312 | 0.5 | 25 | 163 | 27 | 30.02 | 185 | 16.793 | 23.99 | 91.1811 | 1.4454 | 61.8599 | 5.6405 | 2.5839 | 110.5839 | 18.0252
T2 | QF | QF.2.T2 | QUAD | 3 | 0.14384 | 2078.36 | 22.1156 | 17.5 | 144.2312 | 0.5 | 25 | 163 | 27 | 30.02 | 185 | 16.793 | 23.99 | 91.1811 | 1.2694 | 46.5803 | 4.2472 | 2.2693 | 83.2693 | 13.5729
T2 | QF | QF.6.T2 | QUAD | 1 | 0.17877 | 2138.36 | 37.8844 | 17.5 | 175.7688 | 0.5 | 25 | 163 | 27 | 30.02 | 185 | 20.871 | 29.8157 | 113.3235 | 1.9227 | 20.694 | 2.3451 | 2.7655 | 29.7655 | 4.8518
T2 | QF | QF.7.T2 | QUAD | 1 | -0.12408 | 2148.36 | 47.8844 | 17.5 | 195.7688 | 0.5 | 25 | 163 | 27 | 30.02 | 185 | 14.4858 | 20.694 | 78.6536 | 1.4863 | 14.5148 | 1.1416 | 3.0801 | 30.0801 | 4.9031
T2 | QF | QF.8.T2 | QUAD | 1 | 0.13764 | 2158.36 | 57.8844 | 17.5 | 215.7688 | 0.5 | 25 | 163 | 27 | 30.02 | 185 | 16.0692 | 22.956 | 87.251 | 1.8172 | 16.2698 | 1.4196 | 3.3948 | 30.3948 | 4.9544
T2 | QA | QA.1.T2 | QUAD | 1 | -0.077406 | 2164.88 | 64.3961 | 17.5 | 228.7922 | 0.1 | 25 | 65 | 12 | 100.0667 | 25 | 45.1838 | 64.5483 | 29.3499 | 4.7964 | 10.2149 | 0.29981 | 10.6225 | 22.6225 | 1.4705
T2 | QA | QA.2.T2 | QUAD | 1 | 0.041277 | 2170.98 | 70.4961 | 17.5 | 240.9922 | 0.1 | 25 | 65 | 12 | 100.0667 | 25 | 24.0944 | 34.4206 | 15.6509 | 2.6941 | 5.5835 | 0.087387 | 11.1889 | 23.1889 | 1.5073
SA1 | QA | QA.1.SA1 | QUAD | 17 | -0.063857 | 2177.08 | 578.285 | 17.5 | 1256.57 | 0.1 | 25 | 65 | 12 | 100.0667 | 25 | 37.2748 | 53.2497 | 24.2124 | 21.7319 | 97.7217 | 2.3661 | 58.3407 | 262.3408 | 17.0521
SA1 | QA | QA.2.SA1 | QUAD | 16 | 0.063857 | 2183.18 | 572.185 | 17.5 | 1244.37 | 0.1 | 25 | 65 | 12 | 100.0667 | 25 | 37.2748 | 53.2497 | 24.2124 | 21.5209 | 93.0407 | 2.2527 | 57.7743 | 249.7743 | 16.2353
T4 | BE | BE.1.T4 | RBEN | 2 | 0.011503 | 2584.57 | 170.79 | 17.5 | 441.58 | 2.5 | 25 | 444 | 34 | 0.73049 | 185 | 0.26859 | 0.38371 | 163.2552 | 6.9585 | 31.9616 | 5.2179 | 18.9249 | 86.9249 | 38.5946
T4 | QF | QF.2.T4 | QUAD | 1 | 0.055107 | 2384.87 | 370.49 | 17.5 | 840.98 | 0.5 | 25 | 163 | 27 | 30.02 | 185 | 6.4335 | 9.1907 | 34.932 | 2.8356 | 8.6219 | 0.30118 | 13.2316 | 40.2316 | 6.5578
T4 | QF | QF.3.T4 | QUAD | 1 | -0.051076 | 2395.87 | 359.49 | 17.5 | 818.98 | 0.5 | 25 | 163 | 27 | 30.02 | 185 | 5.9629 | 8.5184 | 32.3767 | 2.5594 | 7.9225 | 0.2565 | 12.8855 | 39.8855 | 6.5013
T4 | QF | QF.4.T4 | QUAD | 1 | 0.055325 | 2406.87 | 348.49 | 17.5 | 796.98 | 0.5 | 25 | 163 | 27 | 30.02 | 185 | 6.4588 | 9.2269 | 35.0696 | 2.6979 | 8.5069 | 0.29834 | 12.5394 | 39.5394 | 6.4449
T4 | QF | QF.5.T4 | QUAD | 1 | -0.057782 | 2417.87 | 337.49 | 17.5 | 774.98 | 0.5 | 25 | 163 | 27 | 30.02 | 185 | 6.7458 | 9.6368 | 36.6275 | 2.7399 | 8.8071 | 0.32258 | 12.1932 | 39.1932 | 6.3885
T4 | QH | QH.2.T4 | QUAD | 6 | 0.045952 | 2439.5 | 315.865 | 17.5 | 731.73 | 0.2 | 25 | 163 | 14.6 | 30.02 | 185 | 13.4116 | 19.1594 | 72.8212 | 5.1434 | 44.2792 | 3.2245 | 11.5127 | 99.1127 | 16.1554
T4 | QH | QH.1.T4 | QUAD | 5 | -0.045952 | 2461.25 | 294.115 | 17.5 | 688.23 | 0.2 | 25 | 163 | 14.6 | 30.02 | 185 | 13.4116 | 19.1594 | 72.8212 | 4.8376 | 37.4508 | 2.7272 | 10.8283 | 83.8283 | 13.664
T4 | QE | QE.4.T4 | QUAD | 2 | 0.20188 | 2568.05 | 187.31 | 17.5 | 474.62 | 1 | 25 | 163 | 52.5 | 30.02 | 185 | 11.7841 | 16.8344 | 63.9841 | 2.9313 | 44.148 | 2.8248 | 7.4675 | 112.4675 | 18.3322
T4 | QE | QE.3.T4 | QUAD | 2 | -0.20206 | 2571.19 | 184.17 | 17.5 | 468.34 | 1 | 25 | 163 | 52.5 | 30.02 | 185 | 11.7946 | 16.8494 | 64.0412 | 2.8951 | 44.1486 | 2.8273 | 7.3687 | 112.3687 | 18.3161
T4 | QE | QE.1.T4 | QUAD | 3 | 0.30395 | 2582.62 | 172.74 | 17.5 | 445.48 | 1 | 25 | 163 | 52.5 | 30.02 | 185 | 17.7424 | 25.3462 | 96.3359 | 4.1424 | 97.2277 | 9.3665 | 7.009 | 164.509 | 26.815
T4 | QE | QE.2.T4 | QUAD | 3 | -0.30394 | 2587.62 | 167.74 | 17.5 | 435.48 | 1 | 25 | 163 | 52.5 | 30.02 | 185 | 17.7416 | 25.3451 | 96.3318 | 4.0493 | 97.1306 | 9.3568 | 6.8517 | 164.3517 | 26.7893
T4 | QF | QF.7.T4 | QUAD | 1 | -0.066239 | 2749.96 | 5.4047 | 17.5 | 110.8093 | 0.5 | 25 | 163 | 27 | 30.02 | 185 | 7.733 | 11.0472 | 41.988 | 0.4491 | 7.4042 | 0.31089 | 1.7434 | 28.7434 | 4.6852
T4 | QF | QF.8.T4 | QUAD | 1 | 0.079824 | 2760.95 | 5.5924 | 17.5 | 111.1849 | 0.5 | 25 | 163 | 27 | 30.02 | 185 | 9.319 | 13.3128 | 50.5994 | 0.54304 | 8.9245 | 0.45158 | 1.7493 | 28.7493 | 4.6861
T4 | QF | QF.9.T4 | QUAD | 1 | -0.084855 | 2771.95 | 16.5895 | 17.5 | 133.179 | 0.5 | 25 | 163 | 27 | 30.02 | 185 | 9.9064 | 14.1519 | 53.7886 | 0.69146 | 9.6012 | 0.51644 | 2.0954 | 29.0954 | 4.7425
T4 | QF | QF.10.T4 | QUAD | 1 | 0.09345 | 2782.95 | 27.5866 | 17.5 | 155.1732 | 0.5 | 25 | 163 | 27 | 30.02 | 185 | 10.9097 | 15.5853 | 59.2366 | 0.88725 | 10.6994 | 0.6338 | 2.4414 | 29.4414 | 4.799
T4 | QA | QA.3.T4 | QUAD | 1 | -0.13604 | 2791.24 | 35.8784 | 17.5 | 171.7568 | 0.1 | 25 | 65 | 12 | 100.0667 | 25 | 79.4125 | 113.4465 | 51.5837 | 6.3285 | 15.8516 | 0.81769 | 7.9744 | 19.9744 | 1.2983
T4 | QA | QA.4.T4 | QUAD | 1 | 0.13604 | 2797.34 | 41.9768 | 17.5 | 183.9536 | 0.1 | 25 | 65 | 12 | 100.0667 | 25 | 79.4125 | 113.4465 | 51.5837 | 6.7779 | 16.301 | 0.84087 | 8.5407 | 20.5407 | 1.3351
T4 | SB | SB.1.T4 | SEXT | 1 | -2.4855 | 2591.42 | 163.94 | 17.5 | 427.88 | 1 | 25 | 445 | 46.2 | 1200 | 240 | 145.0871 | 207.2673 | 53.8031 | 1.7129 | 7.2987 | 0.3927 | 14.1672 | 60.3672 | 26.8634
T4 | SB | SB.2.T4 | SEXT | 1 | 7.5388 | 2593.82 | 161.54 | 17.5 | 423.08 | 1 | 25 | 445 | 46.2 | 1200 | 240 | 440.0544 | 628.6491 | 163.1868 | 5.137 | 22.0791 | 3.603 | 14.0082 | 60.2082 | 26.7927
SA3 | QA | QA.1.SA3 | QUAD | 11 | -0.13604 | 2803.44 | 529.858 | 17.5 | 1159.716 | 0.1 | 25 | 65 | 12 | 100.0667 | 25 | 79.4125 | 113.4465 | 51.5837 | 42.7303 | 147.485 | 7.6078 | 53.844 | 185.844 | 12.0799
SA3 | QA | QA.2.SA3 | QUAD | 11 | 0.13604 | 2809.53 | 523.759 | 17.5 | 1147.518 | 0.1 | 25 | 65 | 12 | 100.0667 | 25 | 79.4125 | 113.4465 | 51.5837 | 42.2809 | 147.0355 | 7.5846 | 53.2776 | 185.2776 | 12.043
T4D | BV | BV.1.T4D | SBEN | 4 | -0.043633 | 3067.72 | 265.578 | 17.5 | 631.156 | 2.5 | 25 | 887 | 80 | 1.461 | 480 | 1.0188 | 1.4554 | 618.5355 | 14.5235 | 237.6705 | 147.0076 | 20.8272 | 340.8272 | 302.3137
T4D | BX | BX.1.T4D | RBEN | 2 | 0.0022689 | 3076.09 | 257.202 | 17.5 | 614.404 | 0.5 | 25 | 681 | 15.9 | 0.38359 | 370 | 0.26489 | 0.37841 | 470.2604 | 13.9445 | 35.9038 | 16.8841 | 20.1935 | 51.9935 | 35.4076
T4D | BX | BX.2.T4D | RBEN | 2 | -0.0022689 | 3077.09 | 256.206 | 17.5 | 612.412 | 0.5 | 25 | 681 | 15.9 | 0.38359 | 370 | 0.26489 | 0.37841 | 470.2604 | 13.8993 | 35.8586 | 16.8629 | 20.128 | 51.928 | 35.363
T4D | QF | QF.1.T4D | QUAD | 1 | -0.081901 | 2956.25 | 377.048 | 17.5 | 854.096 | 0.5 | 25 | 163 | 27 | 30.02 | 185 | 9.5615 | 13.6592 | 51.9159 | 4.28 | 12.8796 | 0.66866 | 13.438 | 40.438 | 6.5914
T4D | QF | QF.2.T4D | QUAD | 1 | 0.04765 | 2968.44 | 364.852 | 17.5 | 829.704 | 0.5 | 25 | 163 | 27 | 30.02 | 185 | 5.5629 | 7.9469 | 30.2047 | 2.419 | 7.4222 | 0.22419 | 13.0542 | 40.0542 | 6.5288
T4D | QF | QF.3.T4D | QUAD | 1 | 0.094029 | 3058.82 | 274.475 | 17.5 | 648.95 | 0.5 | 25 | 163 | 27 | 30.02 | 185 | 10.9774 | 15.682 | 59.604 | 3.7336 | 13.6066 | 0.81101 | 10.2103 | 37.2103 | 6.0653
T4D | QF | QF.4.T4D | QUAD | 1 | -0.13568 | 3065.22 | 268.077 | 17.5 | 636.154 | 0.5 | 25 | 163 | 27 | 30.02 | 185 | 15.84 | 22.6286 | 86.0067 | 5.2812 | 19.5277 | 1.6795 | 10.009 | 37.009 | 6.0325
T4D | QE | QE.5.T4D | QUAD | 2 | -0.18214 | 3074.85 | 258.447 | 17.5 | 616.894 | 1 | 25 | 163 | 52.5 | 30.02 | 185 | 10.632 | 15.1886 | 57.7289 | 3.4375 | 40.6248 | 2.3452 | 9.706 | 114.706 | 18.6971
T4D | QG | QG.6.T4D | QUAD | 1 | -0.96 | 3091.12 | 242.176 | 17.5 | 584.352 | 4 | 25 | 507 | 127 | 20.0133 | 480 | 14.0093 | 20.0133 | 354.9 | 7.7153 | 96.6153 | 34.2888 | 11.0218 | 138.0218 | 69.9771
T4D | SA | SA.1.T4D | SEXT | 2 | 0 | 3073.23 | 260.065 | 17.5 | 620.13 | 0.4 | 25 | 225 | 20 | 1200 | 240 | 0 | 0 | 0 | 0 | 0 | 0 | 10.3816 | 50.3816 | 11.3359
T4D | SWEEP | SWEEP.0.T4D | SWEEPER | 1 | 0 | 3094.32 | 238.977 | 17.5 | 577.954 | 1 | 25 | 440 | 20 | 0.83389 | 240 | 0 | 0 | 0 | 0 | 0 | 0 | 18.9211 | 38.9211 | 17.1253
SA2 | QA | QA.1.SA2 | QUAD | 21 | -0.063857 | 2176.98 | 463.703 | 17.5 | 1027.406 | 0.1 | 25 | 65 | 12 | 100.0667 | 25 | 37.2748 | 53.2497 | 24.2124 | 17.7686 | 111.6384 | 2.703 | 47.701 | 299.701 | 19.4806
SA2 | QA | QA.2.SA2 | QUAD | 21 | 0.063857 | 2183.07 | 457.607 | 17.5 | 1015.214 | 0.1 | 25 | 65 | 12 | 100.0667 | 25 | 37.2748 | 53.2497 | 24.2124 | 17.5577 | 111.4275 | 2.6979 | 47.1349 | 299.1349 | 19.4438
T3 | BE | BE.1.T3 | SBEN | 2 | 0.02188 | 2546.18 | 94.4997 | 17.5 | 288.9994 | 2.5 | 25 | 444 | 34 | 0.73049 | 185 | 0.51088 | 0.72983 | 310.5204 | 8.6622 | 56.2194 | 17.4573 | 12.3857 | 80.3857 | 35.6912
T3 | QF | QF.1.T3 | QUAD | 1 | -0.052983 | 2438.07 | 202.614 | 17.5 | 505.228 | 0.5 | 25 | 163 | 27 | 30.02 | 185 | 6.1855 | 8.8365 | 33.5856 | 1.6379 | 7.2011 | 0.24185 | 7.9491 | 34.9491 | 5.6967
T3 | QF | QF.2.T3 | QUAD | 1 | 0.047445 | 2448.06 | 192.622 | 17.5 | 485.244 | 0.5 | 25 | 163 | 27 | 30.02 | 185 | 5.539 | 7.9128 | 30.075 | 1.4087 | 6.3904 | 0.19219 | 7.6346 | 34.6346 | 5.6454
T3 | QF | QF.3.T3 | QUAD | 1 | -0.056474 | 2458.05 | 182.629 | 17.5 | 465.258 | 0.5 | 25 | 163 | 27 | 30.02 | 185 | 6.593 | 9.4186 | 35.7982 | 1.6077 | 7.5374 | 0.26983 | 7.3202 | 34.3202 | 5.5942
T3 | QF | QF.4.T3 | QUAD | 1 | 0.060763 | 2468.04 | 172.637 | 17.5 | 445.274 | 0.5 | 25 | 163 | 27 | 30.02 | 185 | 7.0937 | 10.1339 | 38.5169 | 1.6555 | 8.0356 | 0.3095 | 7.0058 | 34.0058 | 5.5429
T3 | QH | QH.2.T3 | QUAD | 2 | -0.045952 | 2488.15 | 152.528 | 17.5 | 405.056 | 0.2 | 25 | 163 | 14.6 | 30.02 | 185 | 13.4116 | 19.1594 | 72.8212 | 2.8472 | 15.8924 | 1.1573 | 6.373 | 35.573 | 5.7984
T3 | QH | QH.1.T3 | QUAD | 2 | 0.045952 | 2509.89 | 130.796 | 17.5 | 361.592 | 0.2 | 25 | 163 | 14.6 | 30.02 | 185 | 13.4116 | 19.1594 | 72.8212 | 2.5417 | 15.5869 | 1.1351 | 5.6891 | 34.8891 | 5.6869
T3 | QE | QE.3.T3 | QUAD | 2 | -0.20188 | 2529.68 | 111.007 | 17.5 | 322.014 | 1 | 25 | 163 | 52.5 | 30.02 | 185 | 11.7844 | 16.8348 | 63.9857 | 1.9888 | 43.2066 | 2.7646 | 5.0664 | 110.0664 | 17.9408
T3 | QE | QE.4.T3 | QUAD | 2 | 0.20208 | 2532.81 | 107.869 | 17.5 | 315.738 | 1 | 25 | 163 | 52.5 | 30.02 | 185 | 11.7959 | 16.8512 | 64.0481 | 1.952 | 43.21 | 2.7675 | 4.9677 | 109.9677 | 17.9247
T3 | QE | QE.1.T3 | QUAD | 3 | -0.30394 | 2544.23 | 96.4481 | 17.5 | 292.8962 | 1 | 25 | 163 | 52.5 | 30.02 | 185 | 17.7419 | 25.3456 | 96.3334 | 2.7235 | 95.8064 | 9.2293 | 4.6083 | 162.1083 | 26.4237
T3 | QE | QE.2.T3 | QUAD | 3 | 0.3039 | 2549.23 | 91.4501 | 17.5 | 282.9002 | 1 | 25 | 163 | 52.5 | 30.02 | 185 | 17.7394 | 25.3421 | 96.3201 | 2.6302 | 95.7002 | 9.2178 | 4.451 | 161.951 | 26.398
T3 | QF | QF.7.T3 | QUAD | 1 | -0.085654 | 2644.98 | 4.2967 | 17.5 | 108.5934 | 0.5 | 25 | 163 | 27 | 30.02 | 185 | 9.9996 | 14.2852 | 54.295 | 0.56912 | 9.5628 | 0.51921 | 1.7086 | 28.7086 | 4.6795
T3 | QF | QF.8.T3 | QUAD | 1 | 0.092697 | 2652.98 | 12.2966 | 17.5 | 124.5932 | 0.5 | 25 | 163 | 27 | 30.02 | 185 | 10.8219 | 15.4599 | 58.7598 | 0.70667 | 10.4399 | 0.61345 | 1.9603 | 28.9603 | 4.7205
T3 | QF | QF.9.T3 | QUAD | 1 | -0.069455 | 2661.98 | 21.2966 | 17.5 | 142.5932 | 0.5 | 25 | 163 | 27 | 30.02 | 185 | 8.1085 | 11.5836 | 44.0268 | 0.60598 | 7.8988 | 0.34776 | 2.2435 | 29.2435 | 4.7667
T3 | QF | QF.10.T3 | QUAD | 1 | 0.079828 | 2669.98 | 29.2965 | 17.5 | 158.593 | 0.5 | 25 | 163 | 27 | 30.02 | 185 | 9.3195 | 13.3135 | 50.6021 | 0.77463 | 9.1566 | 0.46334 | 2.4952 | 29.4952 | 4.8077
T3 | QA | QA.3.T3 | QUAD | 1 | -0.13604 | 2676.4 | 35.7225 | 17.5 | 171.445 | 0.1 | 25 | 65 | 12 | 100.0667 | 25 | 79.4125 | 113.4465 | 51.5837 | 6.317 | 15.8401 | 0.81709 | 7.9599 | 19.9599 | 1.2974
T3 | QA | QA.4.T3 | QUAD | 1 | 0.13604 | 2682.5 | 41.8224 | 17.5 | 183.6448 | 0.1 | 25 | 65 | 12 | 100.0667 | 25 | 79.4125 | 113.4465 | 51.5837 | 6.7665 | 16.2896 | 0.84028 | 8.5264 | 20.5264 | 1.3342
T3 | SB | SB.1.T3 | SEXT | 1 | 8.2385 | 2558.03 | 82.6515 | 17.5 | 265.303 | 1 | 25 | 445 | 46.2 | 1200 | 240 | 480.8974 | 686.9963 | 178.3328 | 3.5203 | 22.0348 | 3.9295 | 8.7842 | 54.9842 | 24.468
T3 | SB | SB.2.T3 | SEXT | 1 | -5.3208 | 2560.43 | 80.2519 | 17.5 | 260.5038 | 1 | 25 | 445 | 46.2 | 1200 | 240 | 310.5894 | 443.6991 | 115.1769 | 2.2324 | 14.1901 | 1.6344 | 8.6253 | 54.8253 | 24.3973
UN1 | QA | QA.1.UN1 | QUAD | 5 | -0.13604 | 2688.6 | 252.05 | 17.5 | 604.1 | 0.1 | 25 | 65 | 12 | 100.0667 | 25 | 79.4125 | 113.4465 | 51.5837 | 22.2584 | 69.8741 | 3.6044 | 28.0475 | 88.0475 | 5.7231
UN1 | QA | QA.2.UN1 | QUAD | 5 | 0.13604 | 2694.7 | 245.95 | 17.5 | 591.9 | 0.1 | 25 | 65 | 12 | 100.0667 | 25 | 79.4125 | 113.4465 | 51.5837 | 21.8089 | 69.4246 | 3.5812 | 27.4811 | 87.4811 | 5.6863
T5 | BE | BE.1.T5 | RBEN | 2 | -0.01695 | 2821.53 | 119.12 | 17.5 | 338.24 | 2.5 | 25 | 444 | 34 | 0.73049 | 185 | 0.39576 | 0.56537 | 240.5464 | 7.8535 | 44.694 | 10.751 | 14.496 | 82.496 | 36.6282
T5 | QF | QF.1.T5 | QUAD | 1 | -0.089211 | 2756.83 | 183.82 | 17.5 | 467.64 | 0.5 | 25 | 163 | 27 | 30.02 | 185 | 10.4149 | 14.8784 | 56.5497 | 2.5526 | 11.9197 | 0.67406 | 7.3577 | 34.3577 | 5.6003
T5 | QF | QF.2.T5 | QUAD | 1 | 0.094066 | 2766.83 | 173.82 | 17.5 | 447.64 | 0.5 | 25 | 163 | 27 | 30.02 | 185 | 10.9817 | 15.6881 | 59.6273 | 2.5764 | 12.4533 | 0.74256 | 7.043 | 34.043 | 5.549
T5 | QF | QF.3.T5 | QUAD | 1 | -0.066712 | 2776.83 | 163.82 | 17.5 | 427.64 | 0.5 | 25 | 163 | 27 | 30.02 | 185 | 7.7882 | 11.1261 | 42.2879 | 1.7456 | 8.7503 | 0.37003 | 6.7283 | 33.7283 | 5.4977
T5 | QF | QF.4.T5 | QUAD | 1 | 0.054762 | 2786.83 | 153.82 | 17.5 | 407.64 | 0.5 | 25 | 163 | 27 | 30.02 | 185 | 6.3932 | 9.1331 | 34.7131 | 1.3659 | 7.1159 | 0.24701 | 6.4136 | 33.4136 | 5.4464
T5 | QE | QE.3.T5 | QUAD | 2 | -0.20187 | 2805.01 | 135.641 | 17.5 | 371.282 | 1 | 25 | 163 | 52.5 | 30.02 | 185 | 11.7838 | 16.834 | 63.9825 | 2.293 | 43.5087 | 2.7838 | 5.8416 | 110.8416 | 18.0672
T5 | QE | QE.4.T5 | QUAD | 2 | 0.20205 | 2808.15 | 132.501 | 17.5 | 365.002 | 1 | 25 | 163 | 52.5 | 30.02 | 185 | 11.7942 | 16.8489 | 64.0393 | 2.2562 | 43.5085 | 2.7863 | 5.7428 | 110.7428 | 18.0511
T5 | QE | QE.1.T5 | QUAD | 3 | -0.3039 | 2819.58 | 121.071 | 17.5 | 342.142 | 1 | 25 | 163 | 52.5 | 30.02 | 185 | 17.7396 | 25.3422 | 96.3207 | 3.181 | 96.2516 | 9.271 | 5.3831 | 162.8831 | 26.5499
T5 | QE | QE.2.T5 | QUAD | 3 | 0.30395 | 2824.58 | 116.071 | 17.5 | 332.142 | 1 | 25 | 163 | 52.5 | 30.02 | 185 | 17.742 | 25.3457 | 96.334 | 3.0885 | 96.1719 | 9.2646 | 5.2258 | 162.7258 | 26.5243
T5 | QH | QH.2.T5 | QUAD | 1 | -0.045952 | 2878.94 | 61.714 | 17.5 | 223.428 | 0.2 | 25 | 163 | 14.6 | 30.02 | 185 | 13.4116 | 19.1594 | 72.8212 | 1.5705 | 8.0931 | 0.58935 | 3.5153 | 18.1153 | 2.9528
T5 | QH | QH.1.T5 | QUAD | 1 | 0.045952 | 2900.68 | 39.9739 | 17.5 | 179.9478 | 0.2 | 25 | 163 | 14.6 | 30.02 | 185 | 13.4116 | 19.1594 | 72.8212 | 1.2649 | 7.7875 | 0.56709 | 2.8312 | 17.4312 | 2.8413
T5 | QF | QF.7.T5 | QUAD | 1 | -0.058961 | 2924.29 | 16.3595 | 17.5 | 132.719 | 0.5 | 25 | 163 | 27 | 30.02 | 185 | 6.8834 | 9.8334 | 37.3747 | 0.4788 | 6.6697 | 0.24928 | 2.0881 | 29.0881 | 4.7414
T5 | QF | QF.8.T5 | QUAD | 1 | 0.077049 | 2937.29 | 3.3654 | 17.5 | 106.7308 | 0.5 | 25 | 163 | 27 | 30.02 | 185 | 8.995 | 12.8501 | 48.8404 | 0.50316 | 8.5933 | 0.4197 | 1.6793 | 28.6793 | 4.6747
T5 | QF | QF.9.T5 | QUAD | 1 | -0.081056 | 2950.28 | 9.6288 | 17.5 | 119.2575 | 0.5 | 25 | 163 | 27 | 30.02 | 185 | 9.4629 | 13.5184 | 51.3808 | 0.59146 | 9.1024 | 0.46769 | 1.8763 | 28.8763 | 4.7068
T5 | QF | QF.10.T5 | QUAD | 1 | 0.1002 | 2963.28 | 22.6229 | 17.5 | 145.2458 | 0.5 | 25 | 163 | 27 | 30.02 | 185 | 11.6972 | 16.7103 | 63.5125 | 0.89044 | 11.4109 | 0.72474 | 2.2852 | 29.2852 | 4.7735
T5 | QA | QA.3.T5 | QUAD | 1 | -0.13604 | 2971.79 | 31.1377 | 17.5 | 162.2754 | 0.1 | 25 | 65 | 12 | 100.0667 | 25 | 79.4125 | 113.4465 | 51.5837 | 5.9791 | 15.5023 | 0.79966 | 7.5342 | 19.5342 | 1.2697
T5 | QA | QA.4.T5 | QUAD | 1 | 0.13604 | 2977.89 | 37.2349 | 17.5 | 174.4698 | 0.1 | 25 | 65 | 12 | 100.0667 | 25 | 79.4125 | 113.4465 | 51.5837 | 6.4284 | 15.9516 | 0.82284 | 8.1004 | 20.1004 | 1.3065
T5 | SB | SB.1.T5 | SEXT | 1 | -10 | 2833.38 | 107.272 | 17.5 | 314.544 | 1 | 25 | 445 | 46.2 | 1200 | 240 | 583.7225 | 833.8893 | 216.4638 | 5.066 | 27.5393 | 5.9613 | 10.4146 | 56.6146 | 25.1935
T5 | SB | SB.2.T5 | SEXT | 1 | 6.1894 | 2835.78 | 104.872 | 17.5 | 309.744 | 1 | 25 | 445 | 46.2 | 1200 | 240 | 361.2874 | 516.1249 | 133.9774 | 3.0877 | 16.9973 | 2.2773 | 10.2557 | 56.4557 | 25.1228
UN2 | QA | QA.1.UN2 | QUAD | 5 | -0.13604 | 2983.99 | 349.308 | 17.5 | 798.616 | 0.1 | 25 | 65 | 12 | 100.0667 | 25 | 79.4125 | 113.4465 | 51.5837 | 29.4254 | 77.0412 | 3.9741 | 37.0786 | 97.0786 | 6.3101
UN2 | QA | QA.2.UN2 | QUAD | 5 | 0.13604 | 2990.08 | 343.211 | 17.5 | 786.422 | 0.1 | 25 | 65 | 12 | 100.0667 | 25 | 79.4125 | 113.4465 | 51.5837 | 28.9761 | 76.5919 | 3.9509 | 36.5125 | 96.5125 | 6.2733
T5D | BV | BV.1.T5D | SBEN | 4 | -0.043633 | 3151.23 | 182.064 | 17.5 | 464.128 | 2.5 | 25 | 887 | 80 | 1.461 | 480 | 1.0188 | 1.4554 | 618.5355 | 10.68 | 233.827 | 144.6303 | 15.3155 | 335.3155 | 297.4249
T5D | BX | BX.1.T5D | RBEN | 2 | 0.0022689 | 3159.6 | 173.69 | 17.5 | 447.38 | 0.5 | 25 | 681 | 15.9 | 0.38359 | 370 | 0.26489 | 0.37841 | 470.2604 | 10.1537 | 32.113 | 15.1015 | 14.7039 | 46.5039 | 31.6692
T5D | BX | BX.2.T5D | RBEN | 2 | -0.0022689 | 3160.6 | 172.694 | 17.5 | 445.388 | 0.5 | 25 | 681 | 15.9 | 0.38359 | 370 | 0.26489 | 0.37841 | 470.2604 | 10.1085 | 32.0678 | 15.0802 | 14.6385 | 46.4385 | 31.6246
T5D | QF | QF.1.T5D | QUAD | 1 | -0.088121 | 3063.6 | 269.694 | 17.5 | 639.388 | 0.5 | 25 | 163 | 27 | 30.02 | 185 | 10.2876 | 14.6966 | 55.8589 | 3.4474 | 12.7001 | 0.70942 | 10.0599 | 37.0599 | 6.0408
T5D | QF | QF.2.T5D | QUAD | 1 | 0.047128 | 3075.79 | 257.499 | 17.5 | 614.998 | 0.5 | 25 | 163 | 27 | 30.02 | 185 | 5.502 | 7.8599 | 29.874 | 1.7734 | 6.7219 | 0.20081 | 9.6761 | 36.6761 | 5.9782
T5D | QF | QF.3.T5D | QUAD | 1 | 0.095557 | 3142.56 | 190.729 | 17.5 | 481.458 | 0.5 | 25 | 163 | 27 | 30.02 | 185 | 11.1558 | 15.9368 | 60.5726 | 2.815 | 12.8485 | 0.77827 | 7.5751 | 34.5751 | 5.6357
T5D | QF | QF.4.T5D | QUAD | 1 | -0.13838 | 3148.96 | 184.332 | 17.5 | 468.664 | 0.5 | 25 | 163 | 27 | 30.02 | 185 | 16.1553 | 23.0791 | 87.7188 | 3.9682 | 18.4983 | 1.6227 | 7.3738 | 34.3738 | 5.6029
T5D | QE | QE.5.T5D | QUAD | 2 | -0.18214 | 3158.36 | 174.935 | 17.5 | 449.87 | 1 | 25 | 163 | 52.5 | 30.02 | 185 | 10.632 | 15.1886 | 57.7289 | 2.5068 | 39.6941 | 2.2915 | 7.0781 | 112.0781 | 18.2687
T5D | QG | QG.6.T5D | QUAD | 1 | -0.96 | 3174.63 | 158.667 | 17.5 | 417.334 | 4 | 25 | 507 | 127 | 20.0133 | 480 | 14.0093 | 20.0133 | 354.9 | 5.5101 | 94.4101 | 33.5061 | 7.8716 | 134.8716 | 68.3799
T5D | SA | SA.1.T5D | SEXT | 2 | 0 | 3156.74 | 176.553 | 17.5 | 453.106 | 0.4 | 25 | 225 | 20 | 1200 | 240 | 0 | 0 | 0 | 0 | 0 | 0 | 7.5855 | 47.5855 | 10.7067
T5D | SWEEP | SWEEP.0.T5D | SWEEPER | 1 | 0 | 3177.83 | 155.468 | 17.5 | 410.936 | 1 | 25 | 440 | 20 | 0.83389 | 240 | 0 | 0 | 0 | 0 | 0 | 0 | 13.4533 | 33.4533 | 14.7194
|  |  |  | 614 | [16 empty] | 1701.3168 |  |  | 4921.3605

## COMPONENTS
| Type |  | Count | KnL | Yoke Length | Halfgap or Boreradius | Emin | Emax | Gmax | Bpole | MaximumCurrent | Winding | Voltage Drop | Power Loss | Weight | Height (perpendicular to bend plane) | Width (in bend plane) | Total Length | Cable Cross Section | Comment
|  |  |  | [m(-n+1)] | [m] | [m] | [GeV] | [GeV] | [T/m(-n+1)] | [T] | [A] | # | [V] | [KW] | [Kg] | [m] | [m] | [m] | [mm^2]
Quadrupoles | QI | 2 | 26 | 2 | 0.2 | 0.025 | 0.1 | 0.15 | 5.0033 | 0.12508 | 61 | 21 | 2 | 0.125 | 63 | 0.298 | 0.298 | 0.29 | 50 | INJECTOR
| QA | 2 | 127 | 0.12 | 0.1 | 0.01 | 6 | 25 | 100.0667 | 1.0007 | 65 | 69 | 12 | 0.786 | 48 | 0.348 | 0.348 | 0.21 | 25 | UNDULATOR
| QC | 2 | 20 | 0.75 | 0.2 | 0.025 | 0.1 | 0.8 | 10.0067 | 0.25017 | 120 | 21 | 4.2 | 0.508 | 63 | 0.298 | 0.298 | 0.29 | 50 | BUNCH COMPRESSOR & DIAGNOSTIC 1
| QD | 2 | 22 | 0.4 | 0.2 | 0.025 | 0.5 | 3 | 20.0133 | 0.50033 | 240 | 21 | 8.2 | 1.972 | 63 | 0.298 | 0.298 | 0.29 | 50 | BUNCH COMPRESSOR & DIAGNOSTIC 2
| QH | 2 | 17 | 0.072 | 0.2 | 0.025 | 6 | 25 | 30.02 | 0.7505 | 163 | 50 | 14.6 | 2.39 | 120 | 0.395 | 0.395 | 0.33 | 185 | BEAM DISTRIBUTION
| QF | 2 | 101 | 0.18 | 0.5 | 0.025 | 6 | 25 | 30.02 | 0.7505 | 163 | 50 | 27 | 4.4 | 300 | 0.395 | 0.395 | 0.632 | 185 | BEAM DISTRIBUTION
| QE | 2 | 64 | 0.36 | 1 | 0.025 | 6 | 25 | 30.02 | 0.7505 | 163 | 50 | 52.5 | 8.6 | 560 | 0.395 | 0.395 | 1.134 | 185 | BEAM DISTRIBUTION
| HQC | 2 | 0 | 0.1919 | 1 | 0.05 | 6 | 25 | 16 | 0.8 | 380 | 44 | 55 | 21 | 2020 | 0.7 | 0.79 | 1.17 | 480 | HERA QC
| QG | 2 | 3 | 0.96 | 4 | 0.05 | 6 | 25 | 20.0133 | 1.0007 | 507 | 45 | 127 | 64 | 10000 | 0.796 | 0.796 | 4.22 | 480 | BEAM DUMP
| Q | 2 | 117 | 0.1 | 0.1665 | 0.04 | 0.13 | 25 | 35 | 1.4 | 50 | 162 | 0.1 | 0.001 | 10 | 0.14 | 0.14 | 0.2 | 50 | COLD QUADRUPOLE IN MODULE
| Q3 | 2 | 2 | 0.1 | 0.1665 | 0.04 | 0.13 | 25 | 35 | 1.4 | 50 | 162 | 0.1 | 0.001 | 10 | 0.14 | 0.14 | 0.2 | 50 | COLD QUADRUPOLE IN 3.9 GHz MODULE
499
Correction Magnets | CXI | 1 | 11 | 0.002 | 0.1 | 0.02 | 0.1 | 0.15 | 0.010007 | 0.010007 | 9.6 | 10 | 0.05 | 0.00055 | 2.5 | 0.056 | 0.123 | 0.118 |  | INJECTOR
| CYI | 1 | 12 | 0.002 | 0.1 | 0.02 | 0.1 | 0.15 | 0.010007 | 0.010007 | 9.6 | 10 | 0.05 | 0.00055 | 2.5 | 0.056 | 0.123 | 0.118 |  | INJECTOR
| CXA | 1 | 127 | 6e-05 | 0.055 | 0.01 | 6 | 25 | 0.09097 | 0.09097 | 9.1 | 48 | 0.2 | 0.0022 | 2.5 | 0.084 | 0.079 | 0.083 |  | UNDULATOR
| CYA | 1 | 127 | 6e-05 | 0.055 | 0.01 | 6 | 25 | 0.09097 | 0.09097 | 9.1 | 48 | 0.2 | 0.0022 | 2.5 | 0.084 | 0.079 | 0.083 |  | UNDULATOR
| CXC | 1 | 9 | 0.00075 | 0.1 | 0.02 | 0.1 | 0.8 | 0.020013 | 0.020013 | 2.1 | 166 | 1.1 | 0.0121 | 9 | 0.104 | 0.134 | 0.16 |  | BUNCH COMPRESSOR & DIAGNOSTIC 1
| CYC | 1 | 9 | 0.00075 | 0.1 | 0.02 | 0.1 | 0.8 | 0.020013 | 0.020013 | 2.1 | 166 | 1.1 | 0.0121 | 9 | 0.104 | 0.134 | 0.16 |  | BUNCH COMPRESSOR & DIAGNOSTIC 1
| CXD | 1 | 9 | 0.0004 | 0.1 | 0.02 | 0.5 | 3 | 0.040027 | 0.040027 | 5.8 | 166 | 1.1 | 0.0121 | 9 | 0.104 | 0.134 | 0.16 |  | BUNCH COMPRESSOR & DIAGNOSTIC 2
| CYD | 1 | 9 | 0.0004 | 0.1 | 0.02 | 0.5 | 3 | 0.040027 | 0.040027 | 5.8 | 166 | 1.1 | 0.0121 | 9 | 0.104 | 0.134 | 0.16 |  | BUNCH COMPRESSOR & DIAGNOSTIC 2
| CXE | 1 | 52 | 7.2e-05 | 0.2 | 0.025 | 6 | 25 | 0.03002 | 0.03002 | 9.9 | 402 | 5 | 0.05 | 50 | 0.16 | 0.254 | 0.288 |  | BEAM DISTRIBUTION
| CYE | 1 | 51 | 7.2e-05 | 0.2 | 0.025 | 6 | 25 | 0.03002 | 0.03002 | 19.9 | 402 | 5 | 0.05 | 50 | 0.16 | 0.254 | 0.288 |  | BEAM DISTRIBUTION
| CXF | 1 | 35 | 0.00018 | 0.2 | 0.025 | 6 | 25 | 0.07505 | 0.07505 | 5 | 402 | 5 | 0.05 | 50 | 0.16 | 0.254 | 0.288 |  | BEAM DISTRIBUTION
| CYF | 1 | 33 | 0.00018 | 0.2 | 0.025 | 6 | 25 | 0.07505 | 0.07505 | 5 | 402 | 5 | 0.05 | 50 | 0.16 | 0.254 | 0.288 |  | BEAM DISTRIBUTION
| CXG | 1 | 0 | 0.00036 | 0.2 | 0.05 | 6 | 25 | 0.1501 | 0.1501 | 9.5 | 1400 | 25 | 0.25 | 190 | 0.3 | 0.46 | 0.38 |  | BEAM DUMP
| CYG | 1 | 0 | 0.00036 | 0.2 | 0.05 | 6 | 25 | 0.1501 | 0.1501 | 9.5 | 1400 | 25 | 0.25 | 190 | 0.3 | 0.46 | 0.38 |  | BEAM DUMP
| CX | 1 | 59 |  | 0.1975 | 0.04 | 0.13 | 25 | 0.04 | 0.04 | 50 | 33 | 0.1 | 0.001 | 10 | 0.05 | 0.05 | 0.23 |  | COLD CORRECTOR IN MODULE
| CY | 1 | 60 |  | 0.1975 | 0.04 | 0.13 | 25 | 0.04 | 0.04 | 50 | 33 | 0.1 | 0.001 | 10 | 0.05 | 0.05 | 0.23 |  | COLD CORRECTOR IN MODULE
603
Dipoles | BA | 1 | 4 | 0.075 | 0.3 | 0.02 | 0.1 | 0.8 | 0.66711 | 0.66711 | 473 | 24 | 5.4 | 2.6 | 260 | 0.27 | 0.46 | 0.52 | 240 | BUNCH COMPRESSOR 1 CHICANE
| BI | 1 | 3 | 0.314 | 0.5 | 0.02 | 0.1 | 0.15 | 0.31421 | 0.31421 | 668 | 8 | 2.9 | 1.9 | 280 | 0.21 | 0.386 | 0.72 | 370 | INJECTOR DOGLEG AND DUMP
| BF | 1 | 1 | 0.34907 | 1 | 0.02 | 0.1 | 0.8 | 0.93146 | 0.93146 | 440 | 36 | 20 | 8.8 | 1800 | 0.42 | 0.644 | 1.23 | 240 | BUNCH COMPRESSOR 1 DUMP
| BG | 1 | 1 | 0.34907 | 2.5 | 0.02 | 0.5 | 3 | 1.3972 | 1.3972 | 661 | 36 | 60 | 39.9 | 4500 | 0.42 | 0.644 | 2.72 | 370 | BUNCH COMPRESSOR 2 DUMP
| BB | 1 | 4 | 0.038 | 0.3 | 0.02 | 0.5 | 3 | 1.2675 | 1.2675 | 900 | 24 | 10 | 9.2 | 450 | 0.35 | 0.54 | 0.52 | 370 | BUNCH COMPRESSOR 2 CHICANE
| BC | 1 | 8 | 0.01 | 2.5 | 0.025 | 6 | 25 | 0.33356 | 0.33356 | 112 | 20 | 7 | 0.8 | 5550 | 0.3 | 0.6 | 0.522 | 25 | COLLIMATION DOGLEG
| BJ | 1 | 8 | 0.001 | 0.5 | 0.025 | 6 | 25 | 0.16678 | 0.16678 | 112 | 20 | 2 | 0.2 | 1550 | 0.3 | 0.6 | 0.522 | 25 | COLLIMATION DOGLEG SHORT DIPOLE
| BE | 1 | 6 | 0.0219 | 2.5 | 0.025 | 6 | 25 | 0.73049 | 0.73049 | 444 | 42 | 34 | 15.4 | 8450 | 0.57 | 0.874 | 2.8 | 185 | BEAM DISTRIBUTION XS2&3&4
| BD | 1 | 14 | 0.008 | 1 | 0.025 | 6 | 25 | 0.66711 | 0.66711 | 532 | 20 | 9 | 5 | 1050 | 0.36 | 0.6 | 1.22 | 185 | BEAM DISTRIBUTION XS1
| BV | 1 | 14 | 0.0438 | 2.5 | 0.025 | 6 | 25 | 1.461 | 1.461 | 887 | 42 | 80 | 71 | 8450 | 0.57 | 0.874 | 2.78 | 480 | BEAM DUMP0&1&2
| BZ | 1 |  | 0.005 | 1 | 0.025 | 6 | 25 | 0.41694 | 0.41694 | 155 | 120 | 32 | 5 | 560 | 0.19 | 0.332 | 1.22 | 185 | BEAM DISTRIBUTION XS1 Lambertson SEPTUM
| BY | 1 | 4 | 0.005 | 1 | 0.025 | 6 | 25 | 0.41694 | 0.41694 | 21600 | 1 | 1.13 | 24 | 220 | 0.36 | 0.6 | 1.2 | 2000 | BEAM DISTRIBUTION XS1 SEPTUM
| BX | 1 | 12 | 0.0023 | 0.5 | 0.05 | 6 | 25 | 0.38359 | 0.38359 | 681 | 24 | 15.9 | 11 | 500 | 0.68 | 0.35 | 0.733 | 370 | DIAGNOSTIC WIGGLER BEAM DUMP0,1&2
| SWEEP | 1 | 3 | 0.01 | 1 | 0.05 | 6 | 25 | 0.83389 | 0.83389 | 440 | 36 | 20 | 8.8 | 1800 |  |  |  | 240 | Beam Dump Sweeper
| BSEC | 1 | 6 | 0.024 | 2 | 0.02 | 6 | 25 | 1.0007 | 1.0007 | [9 empty] | Permanent Magnet Dipole for security
| PB | 1 | 0 | 0.0468 | 5.31 | 0.035 | 6 | 25 | 0.735 | 0.735 | 3600 | 64 | 12.24 | 44 | 7900 | 0.454 | 0.615 | 5.608 |  | PETRA B
82
Multipoles | SA | 3 | 30 | 10 | 0.4 | 0.025 | 6 | 25 | 1200 | 0.375 | 225 | 21 | 20 | 10 | 400 | 0.42 | 0.48 | 0.51 | 240 | COLLIMATION
| SB | 3 | 6 | 10 | 1 | 0.025 | 6 | 25 | 1200 | 0.375 | 445 | 21 | 46.2 | 20.6 | 400 | 0.42 | 0.48 | 0.51 | 240 | COLLIMATION, XS1-4
36
Kickers | CXFB | 1 | 2 | 10 | 0.5 | 0.025 | 6 | 25 | [11 empty] | Feedback Kicker
| CYFB | 1 | 2 | 10 | 0.5 | 0.025 | 6 | 25 | [11 empty] | Feedback Kicker
| FK | 1 | 48 | 10 | 0.5 | 0.025 | 6 | 25 | [11 empty] | Beam Distribution Kicker
| VK | 1 | 2 |  |  | 0.02 | [13 empty] | Diagnostic Kicker
| HK | 1 | 0 |  |  | 0.02
Undulator | UNDU | 1 | 117 |  | 5 | 0.006 | [13 empty] | Undulator
| BPS | 1 | 107 |  | 0.2 | 0.006 | [13 empty] | Phase Shifter
Cavity | CAV |  | 936 |  |  | 0.035
| CAV3 |  | 48 |  |  | 0.0175
Diagnostics | BPM |  | 467 |  |  | 0.025 | [13 empty] | BPM
| OTR |  | 13 |  |  | 0.02 | [13 empty] | OTR
| BAM |  | 2 |  |  | 0.02 | [13 empty] | Beam Arrival Time Monitor
| TOR |  | 3 |  |  | 0.02 | [13 empty] | Torroid
| TDS |  | 8 |  |  | 0.02 | [13 empty] | Transverse Deflecting Structure

## CHANGE HISTORY
Date | Version | Changes | Creator
2005-03-28 |  | Created by W. Decking | WD
2005-03-31 |  | Undulator beam lines added (WD) | WD
2005-04-07 |  | Switchyard geometry added (WD) | WD
2005-06-24 |  | Injector added (WD) | WD
2005-06-24 |  | Linear optics gun to dump (WD) | WD
2005-06-27 |  | Doublet focussing in modules abolished (WD) | WD
2005-09-19 |  | Single corrector in modules (WD) | WD
2005-11-07 |  | Added 2nd 3rd harmonic module | WD
Linac starts 5 m behind XTL start
100 modules in main linac
Dump geometry with 8 m free space after last quadrupole
2005-11-30 |  | Correct machine geometry and starting points of undulators (10 m afte hall) | WD
2005-12-06 |  | Cavity focussing included (Rosenzweig-Serrafini) and rematch | WD
2006-02-10 |  | Bug fix in cavity focussing, new b0_inj | WD
XS1TD2 included
2006-03-13 |  | Simultaneous use for MAD and ELEGANT | WD
2006-07-06 |  | Rearrange Switchyard, include compensation kickers, rearrange DUMP0 | WD
2006-08-22 |  | New Naming Convention, INJ2 deleted | WD
2006-09-07 |  | New collimation section | WD
2006-12-08 |  | New T4D, T5D dump sections (gradient dipoles omitted) | WD
New TLD dump section (14deg bend)
2006-12-10 |  | UN1 position adjusted | WD
2007-03-13 |  | Naming of pos./neg. magnets powered in series changed | WD
2007-04-13 |  | Diagnostic Sections after BC1 and BC2 updated according to Christophers input (WD + CG) | WD
2007-04-13 |  | BC Chicanes flipped to vertical (WD) | WD
2007-06-15 |  | Length adjustmnet of B1 section (58 m) and B2 section (85 m) (WD+CG) | WD, CG
2007-07-17 |  | Implementation of BPMs and Steerers (WD) | WD
2007-08-20 | 4.1 | Implementation of new Collimation Section | WD, VB, NG
(Isochronous, Bending magnets 2.5 m length, 2.3978 m vert. offset) (WD)
2007-09-11 | 4.1.1 | Small bug fixes (BA->BJ, all QA to 0.1 m length, BSECUR->BSEC) | WD
2007-09-20 | 4.1.2 | Added beam stay clear, aperture check and component 'database' | WD
2007-11-26 | 4.2 | New Quadrupole Magnet Types | WD
|  | Fixed Bug in Calculation of SC Quad Powersupplies | WD
|  | New Lattice and Geometry in T3,T4,T5 arcs and T4D, T5D matching | WD

## GenParam
| Unit | Name | Value
Normalized Emittance | m | en | 1.4e-06
Max. Chirp |  | chirp | 0.03
Chamber wall thickness | m | wallthick | 0.003